## Sheet1
Datasheet Description | Instrument Type | Key Cells | Template Source | Path to Example | Service Cell | Manufacturer Cell | Model Number Cell
Level Instrument Non Contacting Radar | Level Radar | {'G10': 'Service Description', 'G42': 'Manufacturer', 'G43': 'Model', 'G17': 'Fluid Upper', 'G18': 'Fluid Lower', 'G19': 'Max. Pressure', 'N19': 'Oper. Pressure'} | Axiall | E:\ReCon\Go-Bys - Instrument Datasheets\Axiall\14261008, A Caustic Tank Levels DD\9A-LT-9627_Radar-C.xls | V10 | V42 | V43
Level Instrument Magnetic Level Indicator | Level Gauge Magnetic | {'G10': 'Service Description', 'G38': 'Manufacturer', 'G39': 'Model', 'G42': 'Manufacturer', 'G43': 'Model', 'G19': 'Max. Pressure', 'G21': 'Density Upper', 'G24': 'Process Range', 'G26': 'Type'} | Axiall | E:\ReCon\Go-Bys - Instrument Datasheets\Axiall\14261008, A Caustic Tank Levels DD\9A-LT-9628_Mag_afterquote.xls | V10 | V38 | V39
Level Instrument DP Cell | Level Transmitter - DP | {'G10': 'Service Description', 'G42': 'Manufacturer', 'G43': 'Model', 'L38': 'Manufacturer', 'Q38': 'Model', 'G26': 'Type', 'G27': 'Calibrated Range', 'G28': 'Adjustable Range', 'G29': 'Power Supply'} | Axiall | E:\ReCon\Go-Bys - Instrument Datasheets\Axiall\14261008, A Caustic Tank Levels DD\9D-LT-8156.xls | V10 | V42 | V43
Level Instrument - Radar | Level Transmitter - Radar | {'C11': 'Service', 'C14': 'Manufacturer ', 'C15': 'Model Number', 'C17': 'Location', 'C18': 'Type', 'C20': 'Measuring Range', 'C21': 'Maximum Temperature'} | Citgo | E:\ReCon\Go-Bys - Instrument Datasheets\Axiall\14261011, Steam Header FEL 3 Study\Citgo Radar Level.xls | I11 | I14 | I15
Flow Element Venturi (Code: 6115) | Flow Element - Venturi | {'G10': 'Service Description', 'G50': 'Manufacturer ', 'G51': 'Model', 'G18': 'Pressure', 'G19': 'Temperature', 'G38': 'Conical Diverge length', 'G39': 'Conical Diverge Angle'} | Axiall | E:\ReCon\Go-Bys - Instrument Datasheets\Axiall\14261011, Steam Header FEL 3 Study\FE-XX1.xls | V10 | V50 | V51
Flow Meter, D/P Cell (Code: 6104) | Flow Transmitter - DP | {'G9': 'Service Description', 'G57': 'Manufacturer', 'G58': 'Model', 'L53': 'Manufacturer', 'Q53': 'Model', 'G23': 'Adjustable Range', 'G29': 'Process Flanges Material', 'G37': 'Diaphragm Material', 'G38': 'Upper Housing Material'} | Axiall | E:\ReCon\Go-Bys - Instrument Datasheets\Axiall\14261011, Steam Header FEL 3 Study\FT-XX1.xls | V9 | V57 | V58
Control Valve Motor Operating (Code: 6211) | Control Valve - MOV | {'G10': 'Service Description', 'AB62': 'Manufacturer', 'AB63': 'Model Number', 'G57': 'Manufacturer', 'K57': 'Model Number', 'AB39': 'Horse Power', 'AB40': 'LRA', 'AB42': 'Required Torque', 'AB43': 'Calculated Torque'} | Axiall | E:\ReCon\Go-Bys - Instrument Datasheets\Axiall\14261011, Steam Header FEL 3 Study\MOV-XX1.xls | W10 | AJ62 | AJ63
Pressure Gauge (Code: 6162) | Pressure Gauge | {'G10': 'Service Description', 'G58': 'Manufacturer', 'G59': 'Model', 'G22': 'Indication Range', 'G23': 'Figure Interval', 'G24': 'Minor Graduation', 'G25': 'Mounting'} | Axiall | E:\ReCon\Go-Bys - Instrument Datasheets\Axiall\14261011, Steam Header FEL 3 Study\PI-XX1A.xls | V10 | V58 | V59
Pressure Transmitter (Code: 6161) | Pressure Transmitter | {'G10': 'Service Description', 'G45': 'Manufacturer', 'G46': 'Model ', 'L41': 'Manufacturer', 'Q41': 'Model', 'G25': 'Instrument Range', 'G29': 'Body Material', 'N22': 'Design Temperature', 'G22': 'Design Pressure'} | Axiall | E:\ReCon\Go-Bys - Instrument Datasheets\Axiall\14261011, Steam Header FEL 3 Study\PT-XX1.xls | V10 | V45 | V46
Control Valve (Code: 6210) | Control Valve | {'G10': 'Service Description', 'AB62': 'Manufacturer', 'AB63': 'Model Number', 'G57': 'Manufacturer', 'K57': 'Model Number', 'AB39': 'Manufacturer', 'AF39': 'Model Number', 'AB41': 'Increase Signal Valve', 'AB42': 'Cam Characteristic'} | Axiall | E:\ReCon\Go-Bys - Instrument Datasheets\Axiall\14261011, Steam Header FEL 3 Study\PV-XX2.xls | W10 | AJ62 | AJ63
Temperature Element RTD (Code: 6125) | Temperature Element | {'G10': 'Service Description', 'G50': 'Manufacturer', 'G51': 'Model', 'J21': 'ISA Type', 'J24': 'Material', 'G27': 'Single / Double or Other', 'G28': 'Diameter'} | Axiall | E:\ReCon\Go-Bys - Instrument Datasheets\Axiall\14261011, Steam Header FEL 3 Study\TE_TW-XX1.xls | V10 | V50 | V51
Temperature Transmitter (Code: 6121) | Temperature Transmitter | {'G10': 'Service Description', 'G51': 'Manufacturer', 'G52': 'Model Number', 'G24': 'RTD Types Supported', 'G25': 'Thermocouple Supported Types', 'G26': 'MV Supported Types', 'G27': 'Cold Junction Compensated'} | Axiall | E:\ReCon\Go-Bys - Instrument Datasheets\Axiall\14261011, Steam Header FEL 3 Study\TT-XX1.xls | V10 | V51 | V52
Flow Element Orifice Plate (Code: 6114) | Flow Element - Orifice | {'G10': 'Service Description', 'G50': 'Manufacturer', 'G51': 'Model Number', 'G21': 'Molecular Mass', 'G32': 'Thickness', 'G33': 'Bore Diameter', 'G34': 'Beta Ratio'} | Axiall | E:\ReCon\Go-Bys - Instrument Datasheets\Axiall\14261012, SRW Bore & Condensate Return FEL 3 Study\FE-XX2.xls | V10 | V50 | V51
Analyzer Instrument (Code: 6180) | Analyzer Instrument | {'G10': 'Service Description', 'G58': 'Manufacturer', 'G59': 'Model', 'G26': 'Ambient Temperature at Sensor Location', 'G27': 'Ambient Temperature at Transmitter Location', 'G32': 'Element Type', 'G33': 'Element Number'} | Axiall | E:\ReCon\Go-Bys - Instrument Datasheets\Axiall\14261018, Water Wells FEL 3 Study\AT-XX1.xls | V10 | V58 | V59
Flow Element Annubar (Code: 6112) | Flow Element - Annubar | {'G10': 'Service Description', 'G58': 'Manufacturer', 'G59': 'Model', 'G30': 'Type', 'G33': 'Movement', 'G53': 'Valve Type', 'G44': 'Type'} | Axiall | E:\ReCon\Go-Bys - Instrument Datasheets\Axiall\14261018, Water Wells FEL 3 Study\FE-XX1.xls | V10 | V58 | V59
Solenoid Valve (Code: 6250) | Solenoid Valve | {'G10': 'Service Description', 'G53': 'Manufacturer', 'G54': 'Model', 'N26': 'Port', 'K26': 'Body', 'G38': '2-Way Valve', 'G39': '3-Way Valve'} | Axiall | E:\ReCon\Go-Bys - Instrument Datasheets\Axiall\14261018, Water Wells FEL 3 Study\SOV-XX1.xls | V10 | V53 | V54
Load Cell with Weight Transmitter | Weight Transmitter | {'G10': 'Service Description', 'G53': 'Manufacturer', 'G54': 'Model', 'G17': 'Element Type', 'G23': 'Element Connection', 'G35': 'Excitation Voltage', 'G36': 'Integral Indicator'} | Axiall | E:\ReCon\Go-Bys - Instrument Datasheets\Axiall\14261018, Water Wells FEL 3 Study\WT-XX1A.xls | V10 | V53 | V54
Special Instrument (Code: 6190) | Chlorination System | {'G10': 'Service Description', 'G42': 'Manufacturer', 'G43': 'Model', 'G19': 'Gas Feeder Supply', 'G21': 'Gas Feeder Supply Switchover', 'G23': 'Gas Feeder Control Process Connections', 'G25': 'Gas Feeder Control Input Power'} | Axiall | E:\ReCon\Go-Bys - Instrument Datasheets\Axiall\14261018, Water Wells FEL 3 Study\WW1 Chlorinator.xls | V10 | V42 | V43
Analyzer Instrument (Code: 6180) | Analyzer Instrument | {'G10': 'Service Description', 'G58': 'Manufacturer', 'G59': 'Model', 'G32': 'Element Type', 'G27': 'Ambient Temperature at Transmitter Location', 'G26': 'Ambient Temperature at Sensor Location', 'G35': 'Element Material'} | Axiall | E:\ReCon\Go-Bys - Instrument Datasheets\Axiall\15261013, Package 2-Dock A Mod EPC\AE_AIT-6880A Rev 0.xls | V10 | V58 | V59
Special Instrument (Code: 6190) | Special Instrument | {'G10': 'Service Description', 'G36': 'Manufacturer', 'G37': 'Model', 'G19': 'XMitter Type', 'G20': 'XMitter Output', 'G21': 'Power Supply', 'G22': 'Conduit Connection'} | Axiall | E:\ReCon\Go-Bys - Instrument Datasheets\Axiall\15261013, Package 2-Dock A Mod EPC\Camera Rev B.xls | V10 | V36 | V37
Level Instrument Special (Code: 6143) | Level Switch | {'G10': 'Service Description', 'G56': 'Manufacturer', 'G57': 'Model ', 'G31': 'Insertion Length', 'G32': 'Inactive Length', 'G33': 'Gland Size', 'N33': 'Gland Material'} | Axiall | E:\ReCon\Go-Bys - Instrument Datasheets\Axiall\15261013, Package 2-Dock A Mod EPC\LS-1026 Rev 0.xls | V10 | V56 | V57
On-Off Valve (Code: 6213) | On/Off Valve | {'G15': 'Service', 'G10': 'Manufacturer', 'N10': 'Model', 'G27': 'Model No.', 'G27': 'Model No.', 'G34': 'Solenoid Valve', 'G35': 'Limit Switch Closed', 'G36': 'Mounting Position', 'G37': 'Additional Switches / Equipment'} | Axiall | E:\ReCon\Go-Bys - Instrument Datasheets\Axiall\15261013, Package 2-Dock A Mod EPC\MV-1052.xls | W15 | W10 | AH10
Thermometer & Thermowell (Code: 6126) | Temperature Indicator - Thermometer | {'G10': 'Service Description', 'G58': 'Manufacturer', 'G59': 'Model', 'K35': 'Type', 'K36': 'Compensation', 'K37': 'Capillary Length', 'K38': 'Capillary Material'} | Axiall | E:\ReCon\Go-Bys - Instrument Datasheets\Axiall\15261013, Package 2-Dock A Mod EPC\TI-1-010 Rev 0.xls | V10 | V58 | V59
Flow Controller (Code: 6101) | Flow Controller | {'G10': 'Service Description', 'G58': 'Manufacturer', 'G59': 'Model', 'G51': 'Valve Manifold', 'G33': 'Remote Seal', 'G35': 'Body Type', 'G40': 'Type', 'G42': 'Output', 'G45': 'Control Function', 'G47': 'Calibration Range'} | Axiall | E:\ReCon\Go-Bys - Instrument Datasheets\Axiall\15261013, Package 2-Dock A Mod EPC | V10 | V58 | V59
Flow Sight Indicator (Code: 6102) | Flow Sight Indicator | {'G9': 'Service', 'G39': 'Manufacturer', 'G40': 'Model', 'G25': 'Body Type', 'G26': 'Body Size', 'G32': 'Element Type', 'G27': 'Body Material', 'G22': 'Oper. Density', 'N21': 'Oper. Temperature'} | Axiall | E:\ReCon\Go-Bys - Instrument Datasheets\Axiall\15261013, Package 2-Dock A Mod EPC | V9 | V39 | V40
Flow Meter Magnetic (Code: 6105) | Flow Meter Magnetic | {'G9': 'Service Description', 'G51': 'Manufacturer', 'G52': 'Model', 'G25': 'Body Size', 'G27': 'Tube Material', 'G28': 'Liner Material', 'G32': 'Element Number', 'G38': 'Output', 'G40': 'Process Range'} | Axiall | E:\ReCon\Go-Bys - Instrument Datasheets\Axiall\15261013, Package 2-Dock A Mod EPC | V9 | V51 | V52
Flow Meter Turbine (Code: 6106) | Flow Meter - Turbine | {'G10': 'Service Description', 'G59': 'Manufacturer', 'G60': 'Model', 'G27': 'K Factor Cyc/ Volt', 'G27': 'K Factor Cyc/ Volt', 'G30': 'Bearing Type', 'G31': 'Bearing Material', 'G32': 'Support Material', 'G33': 'Shaft Material'} | Axiall | E:\ReCon\Go-Bys - Instrument Datasheets\Axiall\15261013, Package 2-Dock A Mod EPC | V10 | V59 | V60
Flow Meter Mass (Code: 6108) | Flow Meter - Mass | {'G10': 'Service Description', 'G59': 'Manufacturer', 'G60': 'Model', 'G34': 'Construction Type', 'G35': 'Process Connection', 'G36': 'Flow Range', 'G37': 'Norminal Size', 'G41': 'Distance to Transmitter', 'G42': 'Cable Entry'} | Axiall | E:\ReCon\Go-Bys - Instrument Datasheets\Axiall\15261013, Package 2-Dock A Mod EPC | V10 | V59 | V60
Flow Meter Vortex (Code: 6109) | Flow Meter - Vortex | {'G10': 'Service Description', 'G50': 'Manufacturer', 'G51': 'Model', 'G25': 'Body Size', 'G26': 'Body Material', 'G29': 'Support Material', 'G30': 'Element Material', 'G33': 'Type', 'G34': 'Model'} | Axiall | E:\ReCon\Go-Bys - Instrument Datasheets\Axiall\15261013, Package 2-Dock A Mod EPC | V10 | V50 | V51
Flow Meter Var Area (Code: 6110) | Flow Meter Var Area | {'G10': 'Service Description', 'G58': 'Manufacturer', 'G59': 'Model', 'G33': 'Tube Size', 'N33': 'Float Type', 'N34': 'Float Material', 'G34': 'Tube Material', 'G35': 'Scale Range', 'G36': 'Engineering Range'} | Flow Meter Var Area (Code: 6110) | E:\ReCon\Go-Bys - Instrument Datasheets\Axiall\15261013, Package 2-Dock A Mod EPC | V10 | V58 | V59
Flow Switch (Code: 6119) | Flow Switch | {'G10': 'Service Description', 'G58': 'Manufacturer', 'G59': 'Model', 'G25': 'Contacts Material', 'G26': 'Contact Form', 'G34': 'Material', 'G35': 'Coating', 'G41': 'Type', 'G44': 'Roller Material'} | Axiall | E:\ReCon\Go-Bys - Instrument Datasheets\Axiall\15261013, Package 2-Dock A Mod EPC | V10 | V58 | V59
Temperature Switch (Code: 6123) | Temperature Switch | {'G10': 'Service Description', 'G50': 'Manufacturer', 'G51': 'Model', 'G21': 'Element Location', 'G26': 'Capillary Armor Material', 'G28': 'Bulb Length', 'G39': 'Switch Form', 'G41': 'Set Point', 'G42': 'Dead Band'} | Axiall | E:\ReCon\Go-Bys - Instrument Datasheets\Axiall\15261013, Package 2-Dock A Mod EPC | V10 | V50 | V51
Thermowell | Thermowell | {'G10': 'Service Description', 'G53': 'Manufacturer', 'G54': 'Model', 'G25': 'Process Connection', 'G26': 'Construction Type', 'G27': 'Well Material', 'G43': 'Plug & Chain', 'G44': 'Treatment', 'G45': 'Finish'} | Axiall | E:\ReCon\Go-Bys - Instrument Datasheets\Axiall\15261013, Package 2-Dock A Mod EPC | V10 | V53 | V54
Level Instrument Displacer (Code: 6140) | Level Transmitter - Displacer | {'G10': 'Service Description', 'G60': 'Manufacturer', 'G61': 'Model', 'G34': 'Displacer or Float Material', 'G35': 'Spring Material', 'G36': 'Select Standard Span', 'G44': 'Type', 'G46': 'Calibration Range', 'G48': 'Output Actuator: Level Rise'} | Axiall | E:\ReCon\Go-Bys - Instrument Datasheets\Axiall\15261013, Package 2-Dock A Mod EPC | V10 | V60 | V61
Level Indicator (Code: 6144) | Level Gauge | {'G10': 'Service Description', 'G60': 'Manufacturer', 'G61': 'Model', 'G22': 'Body Material', 'G23': 'Body Rating', 'G36': 'Calibrated Range', 'G37': 'Displacer / Float Type', 'G39': 'Displacer or Float Material', 'G40': 'Scale Type'} | Axiall | E:\ReCon\Go-Bys - Instrument Datasheets\Axiall\15261013, Package 2-Dock A Mod EPC | V10 | V60 | V61
Level Switch (Code: 6146) | Level Switch | {'G10': 'Service Description', 'G60': 'Manufacturer', 'G61': 'Model', 'G28': 'Mounting', 'G29': 'Orientation', 'G30': 'Cooling Extension', 'G37': 'Displacer / Float Type', 'G45': 'Switch Type', 'G46': 'Switch Form'} | Axiall | E:\ReCon\Go-Bys - Instrument Datasheets\Axiall\15261013, Package 2-Dock A Mod EPC | V10 | V60 | V61
Level Gauge Glass (Code: 6148) | Level Gauge Glass | {'G10': 'Service Description', 'G58': 'Manufacturer', 'G59': 'Model', 'L44': 'Size', 'Q44': 'Rating', 'L45': 'Union', 'L46': 'Size', 'Q46': 'Rating', 'L47': 'Union'} | Axiall | E:\ReCon\Go-Bys - Instrument Datasheets\Axiall\15261013, Package 2-Dock A Mod EPC | V10 | V58 | V59
Pressure Controller (Code: 6160) | Pressure Controller | {'G10': 'Service Description', 'G52': 'Manufacturer', 'G53': 'Model', 'G25': 'Control Function', 'N26': 'Control Output', 'G29': 'Adjustable Range', 'G33': 'Element Type', 'G44': 'Switch Type', 'G45': 'Switch Form'} | Axiall | E:\ReCon\Go-Bys - Instrument Datasheets\Axiall\15261013, Package 2-Dock A Mod EPC | V10 | V52 | V53
Differential Pressure Gauge (Code: 6163) | Differential Pressure Gauge (DP) | {'G10': 'Service Description', 'G47': 'Manufacturer', 'G48': 'Model Number', 'G20': 'Element Type', 'G26': 'Outlet Size', 'G30': 'Type', 'G33': 'Material', 'G36': 'Scale Type', 'G37': 'Graduations'} | Axiall | E:\ReCon\Go-Bys - Instrument Datasheets\Axiall\15261013, Package 2-Dock A Mod EPC | V10 | V47 | V48
Pressure Switch (Code: 6164) | Pressure Switch | {'G10': 'Service Description', 'G52': 'Manufacturer', 'G53': 'Model', 'G32': 'Type', 'G36': 'On Measurement Increase Switch', 'G44': 'Body Material', 'G45': 'Diaphragm', 'G46': 'Remote Seal', 'G47': 'Fill Fluid'} | Axiall | E:\ReCon\Go-Bys - Instrument Datasheets\Axiall\15261013, Package 2-Dock A Mod EPC | V10 | V52 | V53
Speed Instrument (Code: 6170) | Speed Instrument | {'G10': 'Service Description', 'G47': 'Manufacturer', 'G48': 'Model', 'G38': 'Body Type', 'G39': 'Switch Type', 'G40': 'Switch Form', 'G25': 'Pickup Connection', 'G26': 'Calibration Range', 'G29': 'Cable Length'} | Axiall | E:\ReCon\Go-Bys - Instrument Datasheets\Axiall\15261013, Package 2-Dock A Mod EPC | V10 | V47 | V48
Vibration Instrument (Code: 6172) | Vibration Transmitter | {'G10': 'Service Description', 'G42': 'Manufacturer', 'G43': 'Model', 'G20': 'XMitter Type', 'G21': 'XMitter Output Signal', 'G26': 'Calibration Range', 'G27': 'Adjustable Range', 'G28': 'Conduit', 'G29': 'Increase/Decrease'} | Axiall | E:\ReCon\Go-Bys - Instrument Datasheets\Axiall\15261013, Package 2-Dock A Mod EPC | V10 | V42 | V43
Position Switch (Code: 6174) | Position Switch | {'G10': 'Service Description', 'G42': 'Manufacturer', 'G43': 'Model', 'G23': 'Calibration Range', 'G24': 'Adjustable Range', 'G25': 'Miscellaneous', 'G34': 'Switch Type', 'N35': 'Switch Action', 'G35': 'Switch Form'} | Axiall | E:\ReCon\Go-Bys - Instrument Datasheets\Axiall\15261013, Package 2-Dock A Mod EPC | V10 | V42 | V43
Hand Switch Pilot (Code: 6176) | Hand Switch | {'G10': 'Service Description', 'G47': 'Manufacturer', 'G48': 'Model', 'G19': 'Element Type', 'G20': 'Element Number', 'G32': 'Function Type', 'G33': 'Switch Rating', 'G34': 'Horn', 'G35': 'Point Type'} | Axiall | E:\ReCon\Go-Bys - Instrument Datasheets\Axiall\15261013, Package 2-Dock A Mod EPC | V10 | V47 | V48
Local Indicator (Code: 6191) | Local Indicator | {'G10': 'Service Description', 'G36': 'Manufacturer', 'G37': 'Model', 'G19': 'Type', 'G23': 'Scale Factor', 'G24': 'Scale Range', 'G21': 'Diode Strip', 'G29': 'Operating Temperature Min.', 'G30': 'Operating Pressure Min.'} | Axiall | E:\ReCon\Go-Bys - Instrument Datasheets\Axiall\15261013, Package 2-Dock A Mod EPC | V10 | V36 | V37
I/P Transduce (Code: 6192) | I/P Transducer | {'G14': 'Service', 'G10': 'Manufacturer', 'N10': 'Model', 'G20': 'Input Signal', 'G21': 'Connection Size', 'G22': 'Connection Style', 'G23': 'TRND Air Input', 'G24': 'TRND Output', 'G25': 'Air Set'} | Axiall | E:\ReCon\Go-Bys - Instrument Datasheets\Axiall\15261013, Package 2-Dock A Mod EPC | V14 | V10 | AE10
P/I Transducer (Code: 6193) | P/I Transducer | {'G10': 'Service Description', 'G36': 'Manufacturer', 'G37': 'Model', 'G19': 'Power Supply', 'G20': 'Input Signal', 'G21': 'Conduit', 'G22': 'Connection Size', 'G23': 'Connection Style', 'G24': 'Adjustable Range', 'G25': 'Output'} | Axiall | E:\ReCon\Go-Bys - Instrument Datasheets\Axiall\15261013, Package 2-Dock A Mod EPC | V10 | V36 | V37
Control Valve Motor Operating (Code: 6211) | Control Valve - MOV | {'G10': 'Service Description', 'AB62': 'Manufacturer', 'AB63': 'Model Number', 'G57': 'Manufacturer', 'K57': 'Model Number', 'AB39': 'Horse Power', 'AB40': 'Flow Acting To', 'G39': 'Manufacturer', 'G44': 'Body Material', 'AB50': 'SW MFR', 'AB51': 'SW Type'} | Axiall | E:\ReCon\Go-Bys - Instrument Datasheets\Axiall\15261013, Package 2-Dock A Mod EPC | W10 | AJ62 | AJ63
Pressure Control Valve (Code: 6230) | Pressure Control Valve (Pressure Regulator) | {'G10': 'Service Description', 'G59': 'Manufacturer', 'G60': 'Model ', 'G42': 'Model ', 'G42': 'Model ', 'G28': 'Size', 'L28': 'Cv', 'G29': 'Type', 'G32': 'Seal Type', 'G33': 'Trim Form', 'G34': 'Increase / Decrease'} | Axiall | E:\ReCon\Go-Bys - Instrument Datasheets\Axiall\15261013, Package 2-Dock A Mod EPC | V10 | V59 | V60
Board Panel Misc Comp (Code: 6410) | Board Panel Misc Component | {'G10': 'Service Description', 'G52': 'Manufacturer', 'G53': 'Model ', 'G20': 'Body Type', 'G21': 'Body Material', 'G22': 'Connection Style', 'G28': 'Input Signal', 'G33': 'Meter Type', 'G34': 'Meter Scale'} | Axiall | E:\ReCon\Go-Bys - Instrument Datasheets\Axiall\15261013, Package 2-Dock A Mod EPC | V10 | V52 | V53
Panel Annunciator (Code: 6420) | Panel Annunciator | {'G10': 'Service Description', 'G47': 'Manufacturer', 'G48': 'Model', 'G19': 'Power Supply', 'G23': 'Row', 'G27': 'Bullseye', 'G31': 'Field Voltage', 'G35': 'Point Type', 'G38': 'Engraving'} | Axiall | E:\ReCon\Go-Bys - Instrument Datasheets\Axiall\15261013, Package 2-Dock A Mod EPC | V10 | V47 | V48
Receiver Instrument (Code: 6430) | Receiver Instrument | {'G10': 'Service Description', 'G47': 'Manufacturer', 'G48': 'Model', 'G19': 'Instrument Type', 'N22': 'Scale Grad', 'G27': 'Adjustable Range', 'G30': 'Control Action', 'G33': 'Switch Type', 'G38': 'Increase / Decrease'} | Axiall | E:\ReCon\Go-Bys - Instrument Datasheets\Axiall\15261013, Package 2-Dock A Mod EPC | V10 | V47 | V48
Signal Converter (Code: 6440) | Signal Converter | {'G10': 'Service Description', 'G36': 'Manufacturer', 'G37': 'Model', 'G32': 'Adjustable Range', 'G29': 'Setpoint', 'G26': 'Switch Acting', 'G24': 'Switch Form', 'G22': 'Conduit Connection', 'G20': 'Input Signal'} | Axiall | E:\ReCon\Go-Bys - Instrument Datasheets\Axiall\15261013, Package 2-Dock A Mod EPC | V10 | V36 | V37
Panel Multiple Indicator (Code: 6451) | Panel Multiple Indicator | {'G11': 'Location', 'G36': 'Manufacturer', 'G37': 'Model', 'G22': 'Conduit Connection', 'G23': 'Nameplate / Engraving', 'G24': 'Channel Number', 'G31': 'Diode Ref.', 'G32': 'Air Purge', 'G34': 'Multiplexer', 'G30': 'Switch Type', 'G25': 'Point Number'} | Axiall | E:\ReCon\Go-Bys - Instrument Datasheets\Axiall\15261013, Package 2-Dock A Mod EPC | V11 | V36 | V37
Panel Hand Switch Pilot (Code: 6471) | Hand Switch | {'G10': 'Service Description', 'G51': 'Manufacturer', 'G52': 'Model', 'G25': 'Bullseye', 'G28': 'Conduit', 'G30': 'Controller Number', 'G32': 'Horn', 'G35': 'Lens. Type', 'G37': 'Lens. Misc.'} | Axiall | E:\ReCon\Go-Bys - Instrument Datasheets\Axiall\15261013, Package 2-Dock A Mod EPC | V10 | V51 | V52
Level Instrument Capacitance (Code: 6141) | Level Transmitter - Capacitance | {'G10': 'Service Description', 'G56': 'Manufacturer', 'G57': 'Model ', 'N26': 'Style', 'N27': 'Insertion Length', 'N28': 'Rating', 'G36': 'Pre Amp.', 'G42': 'XMitter Model', 'G42': 'XMitter Model'} | Axiall | E:\ReCon\Go-Bys - Instrument Datasheets\Axiall\16261003, MEG-DEG Jetty EPC | V10 | V56 | V57
Flow Meter Var Area | Flow Meter Var Area | {'G10': 'Service Description', 'G54': 'Manufacturer', 'G55': 'Model', 'G40': 'Model', 'G33': 'Tube Material', 'N34': 'Float Material', 'N35': 'Accuracy', 'G21': 'Color or Transparency', 'G23': 'Operating Flow', 'G24': 'Operating Specific Gravity'} | Axiall | E:\ReCon\Go-Bys - Instrument Datasheets\Axiall\16261021, C-901 Repairs DD | V10 | V54 | V55
Special Instrument (Code: 6190) | Special Instrument | {'G10': 'Service Description', 'G39': 'Manufacturer', 'G40': 'Model', 'G22': 'Relay Rating', 'G23': 'Relay Fail Safe', 'G24': 'Relay Contact 1 program', 'G25': 'Relay Contact 2 program', 'G26': 'Relay Contact 3 program', 'G27': 'Analog Output program'} | Axiall | E:\ReCon\Go-Bys - Instrument Datasheets\Axiall\16261031, Steam-Condensate-SRW Lines DD | V10 | V39 | V40
Special Instrument (Code: 6190) | Special Instrument | {'G10': 'Service Description', 'G38': 'Manufacturer', 'G39': 'Model', 'G19': 'Input', 'G24': 'Relay Contact 1 program', 'G26': 'Relay Contact 3 program', 'G27': 'Relay Delay To Trip', 'G29': 'Input Fault', 'G30': 'Range Alarm'} | Axiall | E:\ReCon\Go-Bys - Instrument Datasheets\Axiall\16261031, Steam-Condensate-SRW Lines DD | V10 | V38 | V39
On-Off Valve (Code: 6213) | Control Valve - On/Off | {'G15': 'Service', 'G10': 'Manufacturer', 'N10': 'Model', 'G27': 'Model No.', 'G27': 'Model No.', 'G17': 'Valve Code No.', 'G21': 'Flange Finish', 'G53': 'Speed of Operation (seconds)', 'N53': 'Design', 'G48': 'Design Temperature', 'G46': 'Design Pressure'} | Axiall | E:\ReCon\Go-Bys - Instrument Datasheets\Axiall\16261035, C Caustic Salt Bird Automation DD | W15 | W10 | AH10
Analyzer Instrument (Code: 6180) | Analyzer Instrument | {'G10': 'Service Description', 'G58': 'Manufacturer', 'G59': 'Model (Transmitter / Sensor / Cable)', 'G43': 'Type', 'N43': 'Model', 'G32': 'Element Type', 'G34': 'Element Range', 'G36': 'Element Rating', 'G37': 'Element Connection', 'G46': 'Adjustable Range', 'G48': 'Cable'} | Axiall | E:\ReCon\Go-Bys - Instrument Datasheets\Axiall\16261055, DI Neutralization Tank Installation DD | V10 | V58 | V59
pH / ORP Meter | Analyzer Instrument - ORP and pH | {'G9': 'Service Description', 'G57': 'Manufacturer', 'G58': 'Model', 'G41': 'Type', 'N41': 'Model', 'G28': 'Response Time', 'G30': 'Repeatability', 'G32': 'Process Connection', 'G34': 'Probe Body', 'G44': 'Measuring Range', 'G46': 'Response Time'} | Axiall | E:\ReCon\Go-Bys - Instrument Datasheets\Axiall\17261050, Replace EC Reactor Coolers, DD | V9 | V57 | V58
Pressure Gauge (Code: 6162) | Pressure Gauge | {'G10': 'Service Description', 'G58': 'Manufacturer', 'G59': 'Model', 'G33': 'Element Movement', 'G34': 'Connection Size', 'G36': 'Movement Material', 'G41': 'Process Connection', 'G43': 'Bottom Housing Material', 'G44': 'Fill Fluid'} | Axiall | E:\ReCon\Go-Bys - Instrument Datasheets\Axiall\17261050, Replace EC Reactor Coolers, DD | V10 | V58 | V59
Thermometer & Thermowell (Code: 6126) | Temperature Indicator - Thermometer | {'G10': 'Service Description', 'G56': 'Manufacturer', 'G58': 'Bimetal Gauge Model', 'G56': 'Manufacturer', 'G57': 'Thermowell Model', 'K34': 'Compensation', 'G27': 'Stem Material', 'G29': 'Stem Position', 'G31': 'Adjustment', 'K38': 'Bulb Diameter', 'K40': 'Bulb Type'} | Axiall | E:\ReCon\Go-Bys - Instrument Datasheets\Axiall\17261050, Replace EC Reactor Coolers, DD | V10 | V56 | V58
Level Gauge Glass (Code: 6148) | Level Gauge Glass | {'G10': 'Service Description', 'G55': 'Manufacturer', 'G56': 'Model', 'G44': 'Vessel', 'G46': 'Gauge', 'G48': 'Vent Drain', 'G27': 'Body Material', 'G30': 'Mica Shield', 'G31': 'Illuminator'} | Axiall | E:\ReCon\Go-Bys - Instrument Datasheets\Axiall\17261059, Replace Aqueous Surge Tank T-405, DD | V10 | V55 | V56
Level Switch (Code: 6146) | Level Switch | {'G10': 'Service Description', 'G55': 'Manufacturer', 'G56': 'Model', 'G34': 'Displacer / Float Type', 'G26': 'Connection Rating', 'G28': 'Mounting', 'G42': 'Ambient Temperature Range', 'G45': 'Output Relays', 'G46': 'Relay Rating'} | Westlake | E:\ReCon\Go-Bys - Instrument Datasheets\Axiall\17261069, HCL Loading DD | V10 | V55 | V56
Flow Meter Mass (Code: 6108) | Flow Meter - Mass | {'G10': 'Service Description', 'G59': 'Manufacturer', 'G60': 'Model', 'G45': 'Type', 'G45': 'Type', 'G47': 'Power Supply', 'G49': 'Cable Entry', 'G35': 'Process Connection', 'N37': 'Internal Diameter', 'N39': 'Coating', 'G42': 'Cable Entry'} | Westlake Chemical - North | E:\ReCon\Go-Bys - Instrument Datasheets\Axiall-Westlake\18261009, T-512 Replc and Sys Upgrade FEL3 | V10 | V59 | V60
ENRAF Servo Level Transmitter | Level Transmitter | {'G10': 'Service Description', 'G56': 'Manufacturer', 'G57': 'Model ', 'G17': 'Upper Fluid Dielectrical Connection', 'G19': 'Lower Fluid Dielectrical Connection', 'G29': 'Material', 'G31': 'Measuring Range', 'G37': 'Roof', 'G38': 'Base'} | Westlake Chemical - North | E:\ReCon\Go-Bys - Instrument Datasheets\Axiall-Westlake\18261009, T-512 Replc and Sys Upgrade FEL3 | V10 | V56 | V57
Pressure Gauge (Code: 6162) | Pressure Gauge | {'G10': 'Service Description', 'G58': 'Manufacturer', 'G59': 'Gauge Model', 'G58': 'Manufacturer', 'G60': 'Seal Model', 'G48': 'Top Housing Material', 'G45': 'Capillary Length', 'G41': 'Process Connection', 'G35': 'Connection Location', 'G31': 'Element Type', 'N28': 'Ring Material'} | Westlake Chemical North | E:\ReCon\Go-Bys - Instrument Datasheets\Axiall-Westlake\18261009, T-512 Replc and Sys Upgrade FEL3 | V10 | V58 | V59
Control Valve (Code: 6210) | Control Valve | {'G10': 'Service Description', 'AB62': 'Manufacturer', 'AB63': 'Model Number', 'G57': 'Manufacturer', 'G58': 'Model', 'AB39': 'Manufacturer', 'AB41': 'Increase Signal Valve', 'AB43': 'Bypass', 'G46': 'Flow Direction', 'G50': 'Trim Type', 'AB55': 'Manufacturer'} | Westlake Chemical North | E:\ReCon\Go-Bys - Instrument Datasheets\Axiall-Westlake\18261009, T-512 Replc and Sys Upgrade FEL3 | W10 | AJ62 | AJ63
Conductivity Measurement | Analyzer Instrument - Conductivity | {'C11': ' Service', 'C17': ' Manufacturer', 'C18': ' Model Number', 'C27': ' Manufacturer', 'C28': ' Model Number', 'C19': ' Type', 'C21': ' Style', 'C30': 'Display', 'C32': ' Mounting', 'C35': ' Relays', 'C36': ' Outputs'} | ReCon | E:\ReCon\Go-Bys - Instrument Datasheets\Biolab\14043001, TCCA Expansion | I11 | I17 | I18
Orifice Plate | Flow Element - Orifice | {'C18': ' Service', 'C47': 'Manufacturer', 'C48': 'Model Number', 'C47': 'Manufacturer', 'C48': 'Model Number', 'C26': ' Temperature', 'C27': ' Specific Gravity at Base', 'C30': ' Mol. Weight', 'C45': 'Minimum Calibrated Range', 'C50': ' Beta=d/D', 'C51': ' Orifice Bore Diameter'} | ReCon | E:\ReCon\Go-Bys - Instrument Datasheets\Biolab\14043001, TCCA Expansion | Q18
Differential Pressure Instrument | Differential Pressure Transmitter (DP) | {'K10': 'Service', 'C48': ' Mfr & Model No.', 'C48': ' Mfr & Model No.', 'C40': ' Options', 'C39': ' Function', 'C37': ' Process Conn.', 'C30': ' Service', 'C27': ' Set Point Adj.', 'C29': ' Output'} | ReCon | E:\ReCon\Go-Bys - Instrument Datasheets\Biolab\14043001, TCCA Expansion | N10 | E48 | E48
Control Valve | Control Valve | {'W7': ' SERVICE', 'C28': 'Mfr & Model*', 'C28': 'Mfr & Model*', 'W23': 'Mfr & Model*', 'W23': 'Mfr & Model*', 'C22': 'Pipe Line Size and Schedule', 'W28': 'Min Required Pressure*', 'W33': 'Handwheel Type', 'C45': 'Balanced / Unbalanced*', 'W47': 'Actuation Points', 'W40': 'On Incr Signal Ouptut Incr / Decr*'} | ReCon | E:\ReCon\Go-Bys - Instrument Datasheets\Biolab\14043001, TCCA Expansion | Z7 | G28 | G28
Pressure Instrument | Pressure Transmitter | {'L10': 'Service', 'C47': ' Mfr & Model No.', 'C47': ' Mfr & Model No.', 'C42': ' Function', 'E38': 'Press:', 'E34': 'Diaphragm', 'C30': ' Set Point Adj.', 'C25': ' Control Modes', 'E24': 'For Receiver, See Spec Sheet'} | ReCon | E:\ReCon\Go-Bys - Instrument Datasheets\Biolab\14043001, TCCA Expansion | O10 | E47 | E47
Gauge Glasses and Cocks | Level Gauge Glass | {'B24': 'Mfr. & Model', 'B24': 'Mfr. & Model', 'Y20': 'Mfr. & Model', 'Y20': 'Mfr. & Model', 'B14': 'Large Chamber', 'B17': 'Vent', 'B18': 'Material', 'Y15': 'Construction:', 'Y16': 'Type of Conn:', 'Y19': 'Other'} | ReCon | E:\ReCon\Go-Bys - Instrument Datasheets\Biolab\14043001, TCCA Expansion |  | F24 | F24
Pressure Contro Valves Pilots and Regulators | Pressure Control Valve (Pressure Regulator) | {'C11': ' Service', 'C58': ' Manufacturer', 'C59': ' Model No.', 'C30': ' Pilot', 'C31': ' Supply to Pilot', 'C19': ' End Conn. & Rating', 'D18': ' No. of Ports', 'C16': ' Type of Body', 'C22': ' Trim Material', 'C25': ' Max. Allow Sound Level dBA'} | ReCon | E:\ReCon\Go-Bys - Instrument Datasheets\Biolab\14043001, TCCA Expansion | E11 | E58 | E59
Pressure Gauge | Pressure Gauge | {'Y10': 'Mfr. & Model No.', 'Y10': 'Mfr. & Model No.', 'Y15': 'Socket Mtl:', 'Y17': 'Connection-NPT', 'B18': 'Blow-Out Protection:', 'B13': 'Dial:', 'B11': 'Other', 'Y21': 'Diaphragm Seal:'} | ReCon | E:\ReCon\Go-Bys - Instrument Datasheets\Biolab\14043001, TCCA Expansion |  | AE10 | AE10
Industrial Bimetal and Glass Thermometers | Temperature Indicator - Thermometer | {'B20': 'Mfr. & Model No.', 'B20': 'Mfr. & Model No.', 'Y18': 'Mfr. & Model No.', 'Y18': 'Mfr. & Model No.', 'Y15': 'Dimensions:', 'AD14': 'Tapered', 'Y12': 'Material:', 'M15': 'Stainless Steel', 'B13': 'Stem or Union Thread:', 'B15': 'Case Material:'} | ReCon | E:\ReCon\Go-Bys - Instrument Datasheets\Biolab\14043001, TCCA Expansion |  | G20 | G20
Thermocouples and Thermowells | Temperature Element - Thermocouple | {'AE23': 'Service', 'B13': 'Mfr. & Model No.', 'B13': 'Mfr. & Model No.', 'B11': 'Mfr. & Model No.', 'B11': 'Mfr. & Model No.', 'B15': 'Sheathed', 'B18': 'Nipple Size', 'Y13': 'Material', 'Y16': 'Connections:', 'S23': 'Single or Duplex', 'J23': 'Well Dimen.'} | Citgo | E:\ReCon\Go-Bys - Instrument Datasheets\Biolab\14043001, TCCA Expansion | AE25 | G13 | G13
DP Transmitter | Differential Pressure Transmitter (DP) | {'I8': '', 'C81': 'Manufacturer', 'C82': 'Xmtr Model No.', 'C81': 'Manufacturer', 'C83': 'Seal Model No.', 'C76': 'Material', 'C56': 'Fill Fluid', 'C50': 'Rating', 'C37': 'Auto-Man Switch', 'C24': 'Chart Drive', 'C16': 'Enclosure Class'} | Citgo | E:\ReCon\Go-Bys - Instrument Datasheets\Biolab\16043004, Plant 5 Heat Exchanger | J8 | E81 | E82
Temperatue Instruments (Filled Systems) | Temperature Transmitter | {'K10': 'Service', 'C46': ' Mfr & Model No.', 'C46': ' Mfr & Model No.', 'C30': ' Manual Reg', 'C36': 'TC', 'E32': 'SAMA Class', 'C27': ' Action', 'C40': ' Well', 'M40': 'Insertion'} | Citgo | E:\ReCon\Go-Bys - Instrument Datasheets\Biolab\16043004, Plant 5 Heat Exchanger | N10 | E46 | E46
Control Valve | Control Valve | {'W7': ' SERVICE', 'C28': 'Mfr & Model*', 'C28': 'Mfr & Model*', 'W23': 'Mfr & Model*', 'W23': 'Mfr & Model*', 'C19': 'Deg.Open', 'C22': 'Pipe Line Size and Schedule', 'W27': 'Max Allowable Pressure*', 'C35': 'Flow Direction*', 'C47': 'Plug / Ball / Disk Material*', 'W45': 'Mfr & Model*'} | Citgo | E:\ReCon\Go-Bys - Instrument Datasheets\Biolab\16043004, Plant 5 Heat Exchanger | Z7 | G28 | G28
Resistance | Resistance | {'AA23': 'Service', 'W23': 'Single or Dual', 'N23': 'Well Dimen.', 'B13': 'Explosion Proof', 'B15': 'Nipple Size', 'Y18': 'Internal Thread', 'AJ12': 'Receptacle'} | ReCon | E:\ReCon\Go-Bys - Instrument Datasheets\Biolab\16043004, Plant 5 Heat Exchanger | AA25
Temperature Instrments (Filled Systems) | Temperature Transmitter | {'K10': 'Service', 'C46': ' Mfr & Model No.', 'C46': ' Mfr & Model No.', 'C36': ' Bulb', 'E35': 'Overrange Protection to', 'C32': ' Fill', 'C28': ' Auto-Man Switch', 'C22': ' Transmitter Output', 'V32': 'Compensation'} | ReCon | E:\ReCon\Go-Bys - Instrument Datasheets\Biolab\16043004, Plant 5 Heat Exchanger | N10 | E46 | E46
Coriolis Meter | Flow Meter - Coriolis | {'C11': 'Service', 'C59': 'Manufacturer', 'C36': 'Model Number', 'C18': 'Flow Min/ Max', 'C22': 'Viscosity Range', 'C39': 'Nominal Size / Internal Diameter', 'C42': 'Housing Material', 'C44': 'Cable Entry', 'C48': 'Power Supply'} | ReCon | E:\ReCon\Go-Bys - Instrument Datasheets\Biolab\17043001, Plant 1 Expansion DD | F11 | F59 | F46
On/Off Valves - Pneu Oper | Control Valve - On/Off | {'C9': 'Service', 'C13': 'Manufacturer', 'C14': 'Model No.', 'C26': 'Manufacturer', 'C27': 'Model No.', 'C19': 'Material -Body/Trim', 'C22': 'Stem Seal - Type/Matl', 'C28': 'Type of Actuator', 'C36': 'Valve Type', 'C38': 'Type Conn.', 'C35': 'Model No.'} | Citgo | E:\ReCon\Go-Bys - Instrument Datasheets\Biolab\17043001, Plant 1 Expansion DD | E9 | E13 | E14
Instrument Specification - DO Analyzer | Analyzer Instrument - DO | {'G10': 'Service Description', 'G58': 'Manufacturer', 'G59': 'Model', 'G42': 'Type', 'N42': 'Model', 'G30': 'Resolution', 'G29': 'Response Time', 'G26': 'Model', 'G25': 'Type', 'G43': 'Output', 'G46': 'Accuracy'} | Citgo | E:\ReCon\Go-Bys - Instrument Datasheets\Biolab\17043001, Plant 1 Expansion DD | V10 | V58 | V59
Magnetic Flowmeter | Flow Meter Magnetic | {'C11': ' Service', 'C56': ' Manufacturer', 'C57': 'Flow Tube Model Number', 'C56': ' Manufacturer', 'C58': 'Transmitter Model Number', 'C41': ' Length Signal Cable', 'C46': ' DISPLAY', 'E50': ' Output', 'D33': ' Max. Press.', 'D25': ' Grounding, Type & Material', 'D35': ' Vacuum Possibility'} | BioLab | E:\ReCon\Go-Bys - Instrument Datasheets\Biolab\17043001, Plant 1 Expansion DD | F11 | F56 | F57
Vortex Flowmeters | Flow Meter - Vortex | {'C11': ' Service', 'C55': ' Manufacturer', 'C56': ' Meter Model Number', 'C39': ' Enclosure Class', 'D46': ' Chart Drive', 'D22': ' Meter Casing', 'D20': ' Temperature Range', 'D17': ' Connection Materials', 'D14': ' Line Size, Sched.'} | BP | E:\ReCon\Go-Bys - Instrument Datasheets\BP Biofuels\14250003, JN-416 Nutrient Feed Project - DD | F11 | F55 | F56
Magnetic Flowmeters | Flow Meter Magnetic | {'C11': ' Service', 'C56': ' Manufacturer', 'C57': ' Meter Model Number', 'C56': ' Manufacturer', 'C58': ' Instrument Model Number', 'D21': ' Electrode Type ', 'D23': ' Electrode Housing Config.', 'D29': ' Max. Flow, Units', 'C39': ' Mounting', 'D35': ' Density Operating', 'C43': ' Power Supply'} | BP | E:\ReCon\Go-Bys - Instrument Datasheets\BP Biofuels\14250003, JN-416 Nutrient Feed Project - DD | F11 | F56 | F57
Magnetic Flowmeters | Flow Meter Magnetic | {'C11': ' Service', 'C55': ' Manufacturer', 'C56': ' Meter Model Number', 'C40': ' Length Signal Cable', 'C38': ' Mounting', 'E46': ' Speed', 'D34': ' Vacuum Possibility', 'D29': ' Max. Velocity, Units', 'D16': ' Connection Type'} | ReCon | E:\ReCon\Go-Bys - Instrument Datasheets\BP Biofuels\14250003, JN-416 Nutrient Feed Project - DD | F11 | F55 | F56
Solenoid Valves | Solenoid Valve | {'D12': ' Service', 'D41': ' Manufacturer', 'E41': ' Model', 'D54': ' Manufacturer', 'E54': ' Model', 'D49': ' Oper. Viscosity', 'D39': ' Style of Coil', 'D33': ' Press to Cyl. 1 / Cyl. 2', 'D28': ' 2-Way Valve Opens/Close', 'D27': ' Manufacturer', 'D19': ' Material - Body'} | BP | E:\ReCon\Go-Bys - Instrument Datasheets\BP Biofuels\14250003, JN-416 Nutrient Feed Project - DD | F12 | F24 | H24
Pressure Transmitter w/ | Pressure Transmitter | {'G10': 'Service Description', 'G45': 'Manufacturer', 'G46': 'Model Transmitter/ Remote Seal', 'L41': 'Manufacturer', 'Q41': 'Model', 'G24': 'Type', 'G27': 'Connection Type', 'G30': 'Output', 'G19': 'Max. Pressure [psig]', 'G37': 'Allowable Temperature', 'N35': 'Conduit'} | BP Biofuels | E:\ReCon\Go-Bys - Instrument Datasheets\BP Biofuels\14250003, JN-416 Nutrient Feed Project - DD | V10 | V45 | V46
Pressure Transmitter | Pressure Transmitter | {'G10': 'Service Description', 'G45': 'Manufacturer', 'G46': 'Model ', 'L41': 'Manufacturer', 'Q41': 'Model', 'G29': 'Isolating Diaphragm', 'G25': 'Instrument Range', 'G22': 'Design Pressure [psig]', 'G35': 'Process Connection', 'G43': 'Process Connection', 'G24': 'Type'} | BP Biofuels | E:\ReCon\Go-Bys - Instrument Datasheets\BP Biofuels\14250003, JN-416 Nutrient Feed Project - DD | V10 | V45 | V46
Control Valve | Control Valve | {'G10': 'Service Description', 'AB62': 'Manufacturer', 'AB63': 'Model Number', 'G57': 'Manufacturer', 'K57': 'Model Number', 'AB40': 'Inlet Signal', 'AF40': 'Outlet Signal', 'AB42': 'Cam Characteristic', 'G50': 'Trim Type', 'AB53': 'Switching Position', 'G55': 'Packing Mat.'} | BP Biofuels | E:\ReCon\Go-Bys - Instrument Datasheets\BP Biofuels\14250003, JN-416 Nutrient Feed Project - DD\PV-257.xls | W10 | AJ62 | AJ63
Temperature Instruments (Filled Systems) | Temperature Transmitter | {'K10': 'Service', 'C46': ' Mfr & Model No.', 'C46': ' Mfr & Model No.', 'C36': 'RTD', 'C40': ' Well', 'C32': ' Fill', 'C31': ' Output', 'C22': ' Transmitter Output', 'C13': ' Case'} | BP | E:\ReCon\Go-Bys - Instrument Datasheets\BP Biofuels\14250003, JN-416 Nutrient Feed Project - DD\TE-TT-TW_240.xlsx | N10 | E46 | E46
Differential Pressure Transmitter | Differential Pressure Transmitter (DP) | {'D13': 'Service', 'G64': 'MANUFACTURER', 'U64': 'MODEL NUMBER', 'D66': '5-Valve Manifold', 'D66': '5-Valve Manifold', 'I57': 'Diff press-Analog output', 'D54': 'Enclosure material', 'D44': 'Enclosure type no/class', 'D24': 'Body/Flange type', 'D33': 'Gasket/O ring material', 'D28': 'Mounting type'} | ISA 2006 | E:\ReCon\Go-Bys - Instrument Datasheets\Cheniere\18234003, T1-Differential Pressure Across Strainers - Feed\PDTs.xlsx | H13 | G65 | U65
Orifice Plates and Flanges | Flow Element - Orifice | {'C18': ' Service:', 'A16': ' 6. Mfr. & Model No.', 'A16': ' 6. Mfr. & Model No.', 'A13': ' 3. Bore: Maximum Rate Nearest 1/8 in.', 'A15': ' 5. Ring Material & Type ', 'R16': ' 12. Flange Rating', 'C40': ' Type of Meter', 'C49': ' Beta=d/D', 'C50': ' Orifice Bore Diameter'} | Citgo | E:\ReCon\Go-Bys - Instrument Datasheets\Citgo\13001029, PH LP BFW Control System Reliability-DD\337FE161.xls | Q18 | E16 | E16
Tachometer | Tachometer | {'C10': 'Service', 'C15': 'Manufacturer', 'C16': 'Model Number', 'A15': 'TACHOMETER', 'C17': 'Display', 'C18': 'Power Supply', 'C19': 'Input Voltage', 'C20': 'Input Frequency', 'C21': 'Accuracy'} | Citgo | E:\ReCon\Go-Bys - Instrument Datasheets\Citgo\13001029, PH LP BFW Control System Reliability-DD\448SI501 Rev A.xls | E10 | E15 | E16
Vibration Transmitter | Vibration Transmitter | {'C10': 'Service', 'C15': 'Manufacturer', 'C16': 'Model No.', 'C17': 'Frequency Response', 'C18': 'Axis Orientation', 'C20': 'Supply Voltage', 'C21': 'Load Resistance', 'C24': 'Enclosure Rating', 'C26': 'Full Scale Range', 'C28': 'Cable Gland', 'C29': 'Prewired Cable'} | LCPL | E:\ReCon\Go-Bys - Instrument Datasheets\Citgo\13001029, PH LP BFW Control System Reliability-DD\VTXX1, VTXX2_Vibration Transmitter.xls | E10 | E15 | E16
Restriction Orifice Plates | Flow Element - Orifice | {'C18': ' Service', 'A16': ' 6. Mfr. & Model No.', 'A16': ' 6. Mfr. & Model No.', 'C47': ' Manufacturer', 'C48': ' Model Number', 'C22': ' Fluid State', 'C41': ' Type of Meter', 'A13': ' 3. Bore: Maximum Rate Nearest 1/8 in.', 'A15': ' 5. Ring Material & Type ', 'R16': ' 12. Flange Rating', 'R15': ' 11. Flanges Included '} | Citgo | E:\ReCon\Go-Bys - Instrument Datasheets\Citgo\13001043, Manifest System Optimization\138FO1110-1A.xls | Q18 | E16 | E16
Omni Flow Computer | Flow Computer | {'C11': 'Service', 'C56': 'Manufacturer', 'C57': 'Model Number ', 'C43': 'Manufacturer', 'A14': 'FLOW COMPUTER', 'C16': 'Keypad', 'C19': 'Transducer Output Power', 'C27': 'CPU Type', 'C28': 'SG Override', 'C30': 'Flowmeter Pulse Inputs'} | Citgo | E:\ReCon\Go-Bys - Instrument Datasheets\Citgo\13001043, Manifest System Optimization\138FQI110.xls | F11 | F56 | F57
Control Valve | Control Valve | {'W7': ' SERVICE', 'C29': 'Mfr & Model', 'C29': 'Mfr & Model', 'W23': 'Mfr / Model', 'W23': 'Mfr / Model', 'C22': 'Pipe Line Size and Schedule', 'W33': 'Handwheel Type', 'W38': 'Type', 'C44': 'Characteristic', 'C47': 'Plug / Ball / Disk Material', 'W53': 'Hydro Pressure'} | Citgo | E:\ReCon\Go-Bys - Instrument Datasheets\Citgo\13001043, Manifest System Optimization\138FV110.xls | AA7 | G29 | M29
Isokinetic Automatic Sampler | Sample System - Isokinetic Automatic Sampler | {'C11': 'Service', 'C17': 'Manufacturer / Model #', 'C17': 'Manufacturer / Model #', 'A14': 'ISOKINETIC SAMPLER', 'C19': 'Drawing Number', 'C20': 'Grab Size', 'C21': 'Material', 'C22': 'Air IN/OUT Ports', 'C23': 'Sample OUT Ports'} | Citgo | E:\ReCon\Go-Bys - Instrument Datasheets\Citgo\13001043, Manifest System Optimization\138JP111.xls | F11 | F17 | F17
Sampler Controller | Sampler Controller | {'C11': 'Service', 'C16': 'Manufacturer / Model #', 'C16': 'Manufacturer / Model #', 'A14': 'SAMPLER CONTROLLER', 'C25': 'Manufacturer / Model #', 'A23': 'SOV', 'C20': 'Enclosure Type', 'C20': 'Enclosure Type', 'C26': 'Voltage'} | Citgo | E:\ReCon\Go-Bys - Instrument Datasheets\Citgo\13001043, Manifest System Optimization\138KC111.xls | F11 | F16 | F16
Automatic Sampler System | Sample System | {'C11': 'Service', 'C17': 'Manufacturer / Model #', 'C17': 'Manufacturer / Model #', 'C25': 'Manufacturer / Model #', 'C25': 'Manufacturer / Model #', 'A14': 'SAMPLER SYSTEM', 'C32': 'Manufacturer / Model #', 'C37': 'Manufacturer / Model #', 'C40': 'Manufacturer / Model #', 'C43': 'Manufacturer / Model #', 'C29': 'Enclosure Type'} | Citgo | E:\ReCon\Go-Bys - Instrument Datasheets\Citgo\13001043, Manifest System Optimization\138KC111_old.xls | F11 | F17 | F17
Pressure Control Valves Pilots and Regulators | Pressure Control Valve (Pressure Regulator) | {'C11': ' Service', 'C58': ' Manufacturer', 'C59': ' Model No.', 'C19': ' End Conn. & Rating', 'C22': ' Lubricator', 'C30': ' Pilot', 'C34': ' Diaphragm Rating', 'C37': ' Pilot Trim', 'C40': ' Housing Vent'} | Citgo | E:\ReCon\Go-Bys - Instrument Datasheets\Citgo\13001043, Manifest System Optimization\138PCVxxxx-A.xls | E11 | E58 | E59
Temperature Instruments | Temperature Transmitter | {'K10': 'Service', 'C46': ' Mfr & Model No.', 'C46': ' Mfr & Model No.', 'C39': ' Capillary', 'C32': ' Fill', 'C30': ' Manual Reg', 'C27': ' Action', 'C17': ' Power Supply', 'C20': ' Scales'} | Citgo | E:\ReCon\Go-Bys - Instrument Datasheets\Citgo\13001043, Manifest System Optimization\138TT110-A.xls | N10 | E46 | E46
Load Cell | Load Cell | {'C11': 'Service', 'C15': 'Manufacturer / Model #', 'C15': 'Manufacturer / Model #', 'C21': 'Manufacturer / Model #', 'C21': 'Manufacturer / Model #', 'A19': 'SAMPLE RECEIVER', 'A14': 'LOAD CELL', 'C20': 'Capacity', 'C19': 'Sample Receiver', 'C14': 'Load Cell', 'C23': 'Sample Receiver House'} | Citgo | E:\ReCon\Go-Bys - Instrument Datasheets\Citgo\13001043, Manifest System Optimization\138WE111.xls | F11 | F15 | F15
Omni Flow Computer | Flow Computer | {'C11': 'Service', 'C56': 'Manufacturer', 'C57': 'Description Number', 'A14': 'FLOW COMPUTER', 'C14': 'Model ', 'C15': 'Application Firmware', 'C16': 'Keypad', 'C17': 'Power Supply (PSU)', 'C18': 'Power'} | Citgo | E:\ReCon\Go-Bys - Instrument Datasheets\Citgo\13001043, Manifest System Optimization\343FQI900.xls | F11 | F56 | F57
Coriolis Meter | Flow Meter - Coriolis | {'C11': 'Service', 'C60': 'Manufacturer', 'C61': 'Purchase Order Number', 'A35': 'SENSOR', 'C35': 'Model Number', 'C36': 'Process Connection', 'C43': 'Cable Entry', 'C46': 'Model Number', 'C49': 'Local Display', 'C31': 'Ambient Temperature at Sensor Location', 'C33': 'Molecular Weight'} | Citgo | E:\ReCon\Go-Bys - Instrument Datasheets\Citgo\13001043, Manifest System Optimization\Coriolis Meter.xls | F11 | F60 | F35
Sampler Package | Sample System | {'K10': 'Service', 'I1': 'SAMPLER PACKAGE'} | ReCon | E:\ReCon\Go-Bys - Instrument Datasheets\Citgo\13001043, Manifest System Optimization\Sample_System_111.xlsx | N10
Level Instruments (Magnetic Follower) | Level Instrument - Magnetic Follower | {'C11': 'Service ', 'C64': ' Manufacturer', 'C65': ' Model Number', 'A26': 'BODY/ GAUGE/ FLOAT', 'C35': 'Access to Float', 'C38': 'Displacer or Float Material', 'C40': 'Tube Type', 'C44': 'Flange Style', 'C46': 'Chamber Schedule'} | Citgo | E:\ReCon\Go-Bys - Instrument Datasheets\Citgo\13001071, Degassing Spent Sulfidic Caustic PDB\318LG1003_1004_1005.xls | I11 | I64 | I65
Level Instruments (Magnetic Follower) | Level Instrument - Magnetic Follower | {'C11': 'Service ', 'C64': ' Manufacturer', 'C65': ' Model Number', 'C58': 'Switches', 'C51': 'Calibration Span', 'C39': 'Indicator Type', 'C34': 'Center to Center', 'C30': 'Connection Size & Location Lower', 'C26': 'Body or Gauge Material'} | Level Instruments (Magnetic Follower) | E:\ReCon\Go-Bys - Instrument Datasheets\Citgo\13001071, Degassing Spent Sulfidic Caustic PDB\318LT061_062.xls | I11 | I64 | I65
Magnetic Flowmeters | Flow Meter Magnetic | {'C11': ' Service', 'C57': ' Manufacturer', 'C58': 'Flow Tube Model Number', 'C57': ' Manufacturer', 'C59': 'Transmitter Model Number', 'D47': ' Scale Size', 'D35': ' Viscosity @ FTP', 'F1': 'MAGNETIC FLOWMETERS', 'D19': ' Tube Material', 'D20': ' Liner Material', 'D21': ' Electrode Type '} | Citgo | E:\ReCon\Go-Bys - Instrument Datasheets\Citgo\13001071, Degassing Spent Sulfidic Caustic PDB\337FT161 Mag Meter option.xlsx | F11 | F57 | F58
Level Instruments (Magnetic Follower) | Level Instrument - Magnetic Follower | {'C11': 'Service ', 'C66': ' Manufacturer', 'C67': ' Model Number', 'C60': 'Switches', 'C50': 'Function', 'C36': 'Vent / Drain Type & Size', 'C26': 'Body or Gauge Material', 'C46': 'Chamber Size / Schedule', 'C47': 'Secondary Chamber Location / Connection'} | Citgo | E:\ReCon\Go-Bys - Instrument Datasheets\Citgo\13001071, Degassing Spent Sulfidic Caustic PDB\337LG1008.xls | I11 | I66 | I67
Level Instruments (Guided Wave Radar) | Level Transmitter - GWR | {'C11': 'Service ', 'C66': ' Manufacturer', 'C67': ' Model Number', 'I1': 'LEVEL INSTRUMENTS ', 'I2': ' (GUIDED WAVE RADAR) '} | Citgo | E:\ReCon\Go-Bys - Instrument Datasheets\Citgo\13001071, Degassing Spent Sulfidic Caustic PDB\337LT173.xls | I11 | I66 | I67
Branch Breaker | Breaker | {'C10': 'Service', 'C16': 'Manufacturer', 'C17': 'Model', 'C20': 'Manufacturer', 'C21': 'Model', 'G1': 'BRANCH BREAKER'} | Citgo | E:\ReCon\Go-Bys - Instrument Datasheets\Citgo\13001071, Degassing Spent Sulfidic Caustic PDB\Power Panel Feeder Breaker.xls | E10 | E16 | E17
Pitot Tube | Pitot Tube | {'C11': ' Service:', 'C48': ' Manufacturer', 'C49': ' Model Number', 'Q1': 'PITOT TUBE'} | Citgo | E:\ReCon\Go-Bys - Instrument Datasheets\Citgo\13001078, WWT-L 205 API Separator DD\432FE205.xls | Q11 | Q48 | Q49
Pressure Relief Valve | Pressure Relief Valve | {'C13': 'Service', 'C57': 'Manufacturer', 'C58': 'Model No.', 'C9': 'Facility No./PSV No.', 'C20': 'Size: In / Out', 'C25': 'Resilient Seat Seal', 'C32': 'Lever (Plain or Packed)', 'C35': 'Governing Case (Fire, Thermal, Blck'd in, etc.)', 'C38': 'Required Capacity and Units'} | Citgo | E:\ReCon\Go-Bys - Instrument Datasheets\Citgo\13001079, WWT-T391 FDT DD\343PSV2063.xls | I13 | I57 | I58
Industrial Bimetal and Glass Thermometers | Temperature Indicator - Thermometer | {'AC22': 'Service', 'B20': 'Mfr. & Model No.', 'B20': 'Mfr. & Model No.', 'W1': 'INDUSTRIAL BIMETAL AND GLASS THERMOMETERS'} | Citgo | E:\ReCon\Go-Bys - Instrument Datasheets\Citgo\13001080, WWT-T380 Aeration Tank DD\432TI1380.xlsx | AC24 | G20 | G20
On/Off Valves | Control Valve - On/Off | {'C9': 'Service', 'C14': 'Manufacturer', 'C15': 'Model No.', 'C27': 'Manufacturer', 'C28': 'Model No.', 'I1': '', 'A14': 'VALVE BODY', 'A27': 'ACTUATOR'} | Citgo | E:\ReCon\Go-Bys - Instrument Datasheets\Citgo\13001080, WWT-T380 Aeration Tank DD\Copy of 432LV380_432FV168 432FV172_432FV173.xls | E9 | E14 | E15
Control Valve | Control Valve | {'W7': ' SERVICE', 'C28': 'Mfr & Model', 'C28': 'Mfr & Model', 'W23': 'Mfr & Model', 'W23': 'Mfr & Model', 'A1': 'CONTROL VALVE DATA SHEET'} |  | E:\ReCon\Go-Bys - Instrument Datasheets\Citgo\13001081, WWT-T390 Storm Water Tank DD\432FV390.xls | AA7 | G28 | G28
Motor Operated Valve | Control Valve - MOV | {'C10': 'Service', 'C15': 'Manufacturer', 'C16': 'Model No.', 'C28': 'Manufacturer', 'C29': 'Model No.', 'I1': '', 'I2': ''} | Citgo | E:\ReCon\Go-Bys - Instrument Datasheets\Citgo\13001081, WWT-T390 Storm Water Tank DD\432MOV320A.xls | E10 | E15 | E16
Orifice Plates and Flanges | Flow Element - Orifice | {'C18': ' Service', 'A16': ' 6. Mfr. & Model No.', 'A16': ' 6. Mfr. & Model No.', 'C48': 'Model', 'Q1': 'ORIFICE PLATES AND FLANGES '} |  | E:\ReCon\Go-Bys - Instrument Datasheets\Citgo\13001081, WWT-T390 Storm Water Tank DD\skim_oil_fe_jp390disch.xls | Q18 | E16 | J16
On/Off Valves | Control Valve - On/Off | {'C9': 'Service', 'C13': 'Manufacturer', 'C14': 'Model No.', 'C26': 'Manufacturer', 'C27': 'Model No.', 'I1': '', 'J1': '', 'G1': 'ON/OFF VALVES', 'H1': '', 'K1': ''} | Citgo | E:\ReCon\Go-Bys - Instrument Datasheets\Citgo\13001083, C Topper Heaters SIS (TA) - DD\307FV518.xls | E9 | E13 | E14
Pressure Control Valves Pilots and Regulators | Pressure Control Valve (Pressure Regulator) | {'C11': ' Service', 'C59': ' Manufacturer', 'C60': ' Model No.', 'E1': 'PRESSURE CONTROL VALVES PILOTS AND REGULATORS'} | Citgo | E:\ReCon\Go-Bys - Instrument Datasheets\Citgo\13001083, C Topper Heaters SIS (TA) - DD\307PV052.xls | E11 | E59 | E60
Control Valve | Control Valve | {'W7': ' SERVICE', 'C28': 'Mfr & Model*', 'C28': 'Mfr & Model*', 'W23': 'Mfr & Model*', 'W23': 'Mfr & Model*', 'A1': 'CONTROL VALVE DATA SHEET'} | Citgo | E:\ReCon\Go-Bys - Instrument Datasheets\Citgo\13001083, C Topper Heaters SIS (TA) - DD\307PV1040_1041.xls | Z7 | G28 | G28
Position Transmitter with Switch | Position Transmitter | {'C9': 'Service', 'C14': 'Manufacturer', 'C15': 'Model Number', 'G1': 'POSITION TRANSMITTER with SWITCH'} | Citgo | E:\ReCon\Go-Bys - Instrument Datasheets\Citgo\13001083, C Topper Heaters SIS (TA) - DD\307ZST109.xls | E9 | E14 | E15
Flame Monitor | Flame Monitor | {'C10': 'Service', 'C62': 'Manufacturer', 'C63': 'Model No.', 'I1': '', 'J1': ''} | Citgo | E:\ReCon\Go-Bys - Instrument Datasheets\Citgo\13001083, C Topper Heaters SIS (TA) - DD\316BSE189_190.xls | E10 | E62 | E63
Burner Pilots | Burner Pilots | {'C9': 'Service', 'C35': 'Manufacturer', 'C36': 'Model Number', 'C43': 'Manufacturer', 'C44': 'Model Number', 'G2': 'BURNER PILOTS'} | Citgo | E:\ReCon\Go-Bys - Instrument Datasheets\Citgo\13001083, C Topper Heaters SIS (TA) - DD\316BSE191_192.xls | E9 | E35 | E36
Solenoid Valve | Solenoid Valve | {'C11': ' Service', 'C63': ' Manufacturer', 'C64': ' Model Number', 'E1': 'SOLENOID VALVE'} | Citgo | E:\ReCon\Go-Bys - Instrument Datasheets\Citgo\13001083, C Topper Heaters SIS (TA) - DD\316BSY195.xls | E11 | E63 | E64
Solenoid Valve 2oo2 Voting Type | Solenoid Valve | {'C11': 'Service', 'C62': ' Manufacturer', 'C63': ' Model Number', 'E1': 'SOLENOID VALVE', 'E2': ' 2oo2D VOTING TYPE'} | Citgo | E:\ReCon\Go-Bys - Instrument Datasheets\Citgo\13001083, C Topper Heaters SIS (TA) - DD\316DJB132_133.xls | E11 | E62 | E63
Orifice Plate Meter Run and Flanges | Flow Element - Orifice | {'C17': ' Tag Number', 'A16': ' 6. Mfr. & Model No.', 'Q1': 'ORIFICE PLATE METER RUN AND FLANGES '} | Citgo | E:\ReCon\Go-Bys - Instrument Datasheets\Citgo\13001083, C Topper Heaters SIS (TA) - DD\316FE235.xls | Q18 | E16 | E16
Solenoid Valve | Solenoid Valve | {'C11': 'Service', 'C62': ' Manufacturer', 'C63': ' Model Number', 'E1': 'SOLENOID VALVE'} | Citgo | E:\ReCon\Go-Bys - Instrument Datasheets\Citgo\13001083, C Topper Heaters SIS (TA) - DD\316FSY189_190_FSV191_192.xls | E11 | E62 | E63
Emergency Remotely Operated Block Valve -EROBV | Control Valve - On/Off (Emergency) | {'D25': 'SERVICE', 'D21': 'VALVE MANUFACTURER', 'D23': 'MODEL', 'F3': 'Emergency Remotely Operated', 'F4': 'Block Valve - EROBV'} | Citgo | E:\ReCon\Go-Bys - Instrument Datasheets\Citgo\13001087, Oil Movement EROBV Ph2 PDB\343EROBV193_Modify.xls | I25 | I21 | I23
Emergency Remotely Operated Block Valve - EROBV | Control Valve - On/Off (Emergency) | {'D26': 'SERVICE', 'D22': 'VALVE MANUFACTURER', 'D24': 'MODEL', 'F4': 'Emergency Remotely Operated', 'F5': 'Block Valve - EROBV'} | Citgo | E:\ReCon\Go-Bys - Instrument Datasheets\Citgo\13001087, Oil Movement EROBV Ph2 PDB\EROBV_ReCon.xls | I26 | I22 | I24
Level Instruments (Radar Gauge) | Level Transmitter - Radar | {'C11': 'Service ', 'C66': ' Manufacturer', 'C67': ' Model Number', 'I1': 'LEVEL INSTRUMENTS ', 'I2': ' (RADAR GAUGE) '} | Citgo | E:\ReCon\Go-Bys - Instrument Datasheets\Citgo\13001087, Oil Movement EROBV Ph2 PDB\LTXXX.xls | I11 | I66 | I67
Level Instruments (Magnetic Follower) | Level Instrument - Magnetic Follower | {'C11': 'Service ', 'C67': ' Manufacturer', 'C68': ' Model Number', 'I1': 'LEVEL INSTRUMENTS ', 'I2': ' (MAGNETIC FOLLOWER) '} | Citgo | E:\ReCon\Go-Bys - Instrument Datasheets\Citgo\13001096, GirbotolAlky Spent Sulfidic Caustic Degassing DD\337LG1008-0.xls | I11 | I67 | I68
Furnace Camera | Furnace Camera | {'C10': 'Service', 'C14': 'Manufacturer', 'C15': 'Series / Model Number', 'G1': 'FURNACE CAMERA'} | Citgo | E:\ReCon\Go-Bys - Instrument Datasheets\Citgo\13001098, C Topper Heaters SIS (Post-TA) - DD\307BE504.xls | F10 | F14 | J15
Burner Pilots | Burner Pilots | {'C8': 'Service', 'C34': 'Manufacturer', 'C35': 'Model Number', 'C42': 'Manufacturer', 'C43': 'Model Number', 'G1': 'BURNER PILOTS'} | Citgo | E:\ReCon\Go-Bys - Instrument Datasheets\Citgo\13001098, C Topper Heaters SIS (Post-TA) - DD\307BSE121.xls | E8 | E34 | E35
Level Instruments Radar Type | Level Transmitter - Radar | {'C11': 'Service', 'C33': 'Manufacturer / Model Number ', 'C33': 'Manufacturer / Model Number ', 'C26': 'Manufacturer / Model Number ', 'C26': 'Manufacturer / Model Number ', 'I1': 'LEVEL INSTRUMENTS', 'I2': 'RADAR TYPE'} | Citgo | E:\ReCon\Go-Bys - Instrument Datasheets\Citgo\14001030, Tank 130 Rebuild DD\343LT130.xls | I11 | I33 | I33
Radar Level Transmitter | Level Transmitter - Radar | {'C11': ' Service', 'C57': ' Manufacturer', 'C58': ' Transmitter/Antenna Model Number', 'I1': 'RADAR LEVEL TRANSMITTER'} | Citgo | E:\ReCon\Go-Bys - Instrument Datasheets\Citgo\14001030, Tank 130 Rebuild DD\LT-130.xls | I11 | I57 | I58
Resistance Temperature Sensors | Temperature Element | {'AA23': 'Service', 'AQ23': 'Manufacturer', 'W1': 'RESISTANCE TEMPERATURE SENSORS'} | ReCon | E:\ReCon\Go-Bys - Instrument Datasheets\Citgo\14001030, Tank 130 Rebuild DD\TE (RTD).xls | AI25 | AQ25 | AQ26
Horn Specification | Horn | {'C11': 'Location', 'C18': 'Manufacture', 'C19': 'Model Number', 'L1': 'HORN SPECIFICATION'} | Citgo | E:\ReCon\Go-Bys - Instrument Datasheets\Citgo\14001061, Refinery Flares JA Comp. B1 OSBL\328AA840-0.xlsx | L11 | L18 | L19
H2S Gas Sensor / Detector | Analyzer Instrument - Gas Detector | {'C11': 'Location', 'C13': 'Manufacturer', 'C14': 'Sensor Part Number', 'L1': 'H2S GAS SENSOR / DETECTOR'} | Citgo | E:\ReCon\Go-Bys - Instrument Datasheets\Citgo\14001061, Refinery Flares JA Comp. B1 OSBL\328AIT838A-0.xlsx | L11 | L13 | L14
Beacon Specification | Beacon Specification | {'C11': 'Location', 'C18': 'Manufacture', 'C19': 'Model Number', 'L1': 'BEACON SPECIFICATION '} | Citgo | E:\ReCon\Go-Bys - Instrument Datasheets\Citgo\14001061, Refinery Flares JA Comp. B1 OSBL\328AL840-0.xlsx | L11 | L18 | L19
Flow Glass | Flow Glass | {'B11': 'Service', 'B33': 'Manufacturer', 'B34': 'Model Number', 'P1': 'FLOW GLASS'} | Citgo | E:\ReCon\Go-Bys - Instrument Datasheets\Citgo\14001061, Refinery Flares JA Comp. B1 OSBL\328FG800.xls | P11 | P33 | P34
Rotameters (Variable Area Flowmeters) | Flow Meter Var Area | {'C11': ' Service', 'C55': ' Manufacturer', 'C56': ' Model Number', 'E1': 'ROTAMETERS (VARIABLE AREA FLOWMETERS)'} | Citgo | E:\ReCon\Go-Bys - Instrument Datasheets\Citgo\14001061, Refinery Flares JA Comp. B1 OSBL\328FI1812-0.xlsx | E11 | E55 | E56
Flow Switch | Flow Switch | {'C25': 'Manufacturer', 'C26': 'Model Number', 'L1': 'FLOW SWITCH'} | Citgo | E:\ReCon\Go-Bys - Instrument Datasheets\Citgo\14001061, Refinery Flares JA Comp. B1 OSBL\328FSH142-0.xlsx | L12 | L25 | L26
Magnetic Flowmeter | Flow Meter Magnetic | {'C11': ' Service', 'C56': ' Manufacturer', 'C57': ' Flow Tube Model Number', 'C56': ' Manufacturer', 'C58': ' Transmitter Model Number', 'F1': 'MAGNETIC FLOWMETERS'} | Citgo | E:\ReCon\Go-Bys - Instrument Datasheets\Citgo\14001061, Refinery Flares JA Comp. B1 OSBL\328FT804-0.xlsx | F11 | F56 | F57
Magnetic Flowmeter | Flow Meter Magnetic | {'C11': ' Service', 'C57': ' Manufacturer', 'C58': ' Meter Model Number', 'C57': ' Manufacturer', 'F1': 'MAGNETIC FLOWMETERS'} | Citgo | E:\ReCon\Go-Bys - Instrument Datasheets\Citgo\14001061, Refinery Flares JA Comp. B1 OSBL\328FT820-A.xls | F11 | F57 | F58
Control Valve | Control Valve | {'W8': ' SERVICE', 'C28': 'Mfr & Model*', 'C28': 'Mfr & Model*', 'W23': 'Mfr & Model*', 'A1': 'CONTROL VALVE DATA SHEET'} |  | E:\ReCon\Go-Bys - Instrument Datasheets\Citgo\14001061, Refinery Flares JA Comp. B1 OSBL\328FV800.xls | Z8 | G28 | G28
Vibration Level Switches | Level Switch - Vibration | {'C9': 'Service', 'C53': 'Manufacturer', 'C55': 'Switch Model No.', 'G1': 'VIBRATION LEVEL SWITCHES'} | Citgo | E:\ReCon\Go-Bys - Instrument Datasheets\Citgo\14001061, Refinery Flares JA Comp. B1 OSBL\328LSH810-0.xlsx | E9 | E53 | E55
Vibration Level Switch | Level Switch - Vibration | {'C10': 'Service', 'C54': 'Manufacturer', 'C56': 'Switch Model No.', 'G2': 'VIBRATION LEVEL SWITCHES'} | Citgo | E:\ReCon\Go-Bys - Instrument Datasheets\Citgo\14001061, Refinery Flares JA Comp. B1 OSBL\328LSH810-A.xls | E10 | E54 | E56
Level Instruments (Capacitance Type) | Level Transmitter - Capacitance | {'C11': ' Service', 'C55': ' Manufacturer', 'C56': ' Model Number', 'I1': 'LEVEL INSTRUMENTS (CAPACITANCE TYPE)'} | Citgo | E:\ReCon\Go-Bys - Instrument Datasheets\Citgo\14001061, Refinery Flares JA Comp. B1 OSBL\328LSH816-0.xlsx | I11 | I55 | I56
Level Transmitter (Radar Type) | Level Transmitter - Radar | {'C11': ' Service', 'C62': ' Manufacturer', 'C63': ' Model', 'I1': ' LEVEL TRANSMITTER', 'I2': '(RADAR TYPE)'} | Citgo | E:\ReCon\Go-Bys - Instrument Datasheets\Citgo\14001061, Refinery Flares JA Comp. B1 OSBL\328LT800.xls | I11 | I62 | I63
Level Transmitter (Guided Wave Radar Type) | Level Transmitter - GWR | {'C11': ' Service', 'C64': ' Manufacturer', 'C65': ' Model', 'I1': ' LEVEL TRANSMITTER', 'I2': '(GUIDED WAVE RADAR TYPE)'} | Citgo | E:\ReCon\Go-Bys - Instrument Datasheets\Citgo\14001061, Refinery Flares JA Comp. B1 OSBL\328LT800A-0.xlsx | I11 | I64 | I65
Level Instruments (Magnetostrictive) | Level Transmitter - Magnetostrictive | {'C11': 'Service ', 'C67': ' Manufacturer', 'C68': ' Model Number', 'I1': 'LEVEL INSTRUMENTS ', 'I2': ' (MAGNETOSTRICTIVE) '} | Citgo | E:\ReCon\Go-Bys - Instrument Datasheets\Citgo\14001061, Refinery Flares JA Comp. B1 OSBL\328LT800B-0.xlsx | I11 | I67 | I68
Pressure Switches | Pressure Switch | {'AC24': 'Service', 'Y23': 'Mfr. & Model No.', 'Y23': 'Mfr. & Model No.', 'W1': 'PRESSURE SWITCHES'} | Citgo | E:\ReCon\Go-Bys - Instrument Datasheets\Citgo\14001061, Refinery Flares JA Comp. B1 OSBL\328PSH830-0.xlsx | AC26 | AE23 | AE23
Level Instruments (Guided Wave Radar) | Level Transmitter - GWR | {'C11': 'Service ', 'C67': ' Manufacturer', 'C68': ' Model Number', 'I1': 'LEVEL INSTRUMENTS ', 'I2': ' (GUIDED WAVE RADAR) '} | Citgo | E:\ReCon\Go-Bys - Instrument Datasheets\Citgo\14001061, Refinery Flares JA Comp. B1 OSBL\336LT104-0.xls | I11 | I67 | I68
Rotameters (Variable Area Flowmeters) | Flow Meter Var Area | {'C11': ' Service', 'C55': ' Manufacturer', 'C56': ' Model Number', 'E1': 'ROTAMETERS ', 'E2': ' (VARIABLE AREA FLOWMETERS)'} | Citgo | E:\ReCon\Go-Bys - Instrument Datasheets\Citgo\14001061, Refinery Flares JA Comp. B1 OSBL\399FI1276_399FI1277.xls | E11 | E55 | E56
Pressure Control Valves Pilots and Regulators | Pressure Control Valve (Pressure Regulator) | {'C11': ' Service', 'C60': ' Manufacturer', 'C61': ' Model No.', 'E1': 'PRESSURE CONTROL VALVES PILOTS AND REGULATORS'} | Citgo | E:\ReCon\Go-Bys - Instrument Datasheets\Citgo\14001061, Refinery Flares JA Comp. B1 OSBL\399PCV_1484_1487.xls | E11 | E60 | E61
Restriction Orifice | Flow Element - Orifice | {'C18': ' Service:', 'A16': ' 6. Mfr. & Model No.', 'A16': ' 6. Mfr. & Model No.', 'Q1': 'RESTRICTION ORIFICE'} | Citgo | E:\ReCon\Go-Bys - Instrument Datasheets\Citgo\14001063, Refinery Flares JA Comp. Coker1 OSBL\325FO1156-A.xls | E16 | Q18 | E16
Vibration Transmitter | Vibration Transmitter | {'C10': 'Service', 'C15': 'Manufacturer', 'C16': 'Model No.', 'I1': '', 'C18': 'Axis Orientation', 'C19': 'Electrical Connections'} |  | E:\ReCon\Go-Bys - Instrument Datasheets\Citgo\14001063, Refinery Flares JA Comp. Coker1 OSBL\325VST600.xls | E10 | E15 | E16
On/Off Valves - Pneu Oper | Control Valve - On/Off | {'D10': '', 'C14': 'Manufacturer', 'C15': 'Model No.', 'C35': 'Manufacturer', 'C36': 'Model No.', 'G2': 'ON/OFF VALVES - PNEU OPER', 'H2': '', 'I2': '', 'J2': '', 'K2': ''} | Citgo | E:\ReCon\Go-Bys - Instrument Datasheets\Citgo\15001003, WWT API Separators Flare Line DD\336HV123.xlsx | E10 | E14 | E15
Emergency Remotely Operated Block Valve - EROBV | Control Valve - On/Off (Emergency) | {'D25': 'SERVICE', 'D22': 'VALVE MANUFACTURER', 'D23': 'MODEL', 'O2': 'Emergency Remotely Operated Block Valve - EROBV'} | Citgo | E:\ReCon\Go-Bys - Instrument Datasheets\Citgo\15001004, Oil Movement EROBV PH2 DD\343EROBV221_528Inlet.xls | I25 | I22 | I23
Radar Level Transmitter | Level Transmitter - Radar | {'D12': 'Service', 'D75': 'Manufacturer', 'D76': 'Model No.', 'H2': 'RADAR LEVEL TRANSMITTER', 'I2': '', 'J2': '', 'K2': '', 'L2': ''} | Citgo | E:\ReCon\Go-Bys - Instrument Datasheets\Citgo\15001004, Oil Movement EROBV PH2 DD\343LT516B.xls | F12 | F75 | F76
Level Instruments Radar Type | Level Transmitter - Radar | {'C11': 'Service', 'C14': 'Manufacturer ', 'C16': 'Model Number - Tank Hub', 'I1': 'LEVEL INSTRUMENTS', 'I2': 'RADAR TYPE'} | Citgo | E:\ReCon\Go-Bys - Instrument Datasheets\Citgo\15001004, Oil Movement EROBV PH2 DD\343LT531.xls | I11 | I14 | I16
Pressure Switches | Pressure Switch | {'AC24': 'Service', 'W1': 'PRESSURE SWITCHES'} | Citgo | E:\ReCon\Go-Bys - Instrument Datasheets\Citgo\15001004, Oil Movement EROBV PH2 DD\343PSL1418.xls | AC26
Pressure Instruments | Pressure Transmitter | {'D13': 'Service', 'D49': 'Manufacturer', 'D50': 'Xmtr Model No.', 'I2': 'PRESSURE INSTRUMENTS'} | Citgo | E:\ReCon\Go-Bys - Instrument Datasheets\Citgo\15001004, Oil Movement EROBV PH2 DD\343PT516B.xls | E13 | E49 | E50
Steam Desuperheater | Steam Desuperheater | {'Q1': ' STEAM DESUPERHEATER'} | Citgo | E:\ReCon\Go-Bys - Instrument Datasheets\Citgo\15001055, HP Boiler - DD\446FV128 (SRH rev).xlsx
On/Off Valves | Control Valve - On/Off | {'C9': 'Service', 'C14': 'Manufacturer', 'C15': 'Model No.', 'G1': 'ON/OFF VALVES', 'H1': '', 'I1': '', 'J1': '', 'K1': ''} | Citgo | E:\ReCon\Go-Bys - Instrument Datasheets\Citgo\16001056, Coker 1 Heaters SIS - DD\325BSV118_119.xlsx | E9 | E14 | E15
Level Instruments (Magnetic Follower) | Level Instrument - Magnetic Follower | {'C11': ' Service ', 'C66': ' Manufacturer', 'C67': ' Model Number', 'I1': 'LEVEL INSTRUMENTS ', 'I2': ' (MAGNETIC FOLLOWER) '} | Citgo | E:\ReCon\Go-Bys - Instrument Datasheets\Citgo\16001056, Coker 1 Heaters SIS - DD\325LG1019_325LG1022.xls | I11 | I66 | I67
Ultra-Sonic Flowmeters | Flow Meter - Ultrasonic | {'C11': ' Service', 'C57': ' Manufacturer', 'C58': ' Meter Model Number', 'F1': 'ULTRA-SONIC FLOWMETERS'} | Citgo | E:\ReCon\Go-Bys - Instrument Datasheets\Citgo\17001047, Refinery Sector Rule PDB\347FT709.xls | F11 | F57 | F58
Thermocouples and Thermowells | Temperature Element - Thermocouple | {'AF23': 'Service', 'C11': 'Mfr. & Model No.', 'X1': 'THERMOCOUPLES AND THERMOWELLS'} | Citgo | E:\ReCon\Go-Bys - Instrument Datasheets\Citgo\17001047, Refinery Sector Rule PDB\Thermocouple_Thermowell.xls | AF25 | H11 | H11
Process Analyzer System | Analyzer Instrument | {'A9': 'SERVICE:'} | PIP | E:\ReCon\Go-Bys - Instrument Datasheets\Citgo\17001065, Refinery Sector Rule DD\327AT582.xls
Level Transmitter | Level Transmitter | {'C11': ' Service', 'C62': ' Manufacturer', 'C63': ' Model', 'I1': ' LEVEL TRANSMITTER'} | Citgo | E:\ReCon\Go-Bys - Instrument Datasheets\Citgo\17001065, Refinery Sector Rule DD\399LT122A.xlsx | I11 | I62 | I63
Wireless Acoustic Transmitter | Acoustic Transmitter | {'C11': 'Service', 'C30': 'Manufacturer', 'C31': 'Model Number ', 'E1': 'WIRELESS ACOUSTIC TRANSMITTER'} | Citgo | E:\ReCon\Go-Bys - Instrument Datasheets\Citgo\17001087, RSR-Pressure Relief Devices DD\343YT622.xls | F11 | F30 | F31
PD Flow Meter | Flow Meter Differential Pressure (DP) | {'C11': ' Service', 'C56': ' Manufacturer', 'C57': ' Model Number', 'E1': 'PD FLOW METER'} | Sundrop Fuels | E:\ReCon\Go-Bys - Instrument Datasheets\Commercial\13184065, Gasoline Loading System\FIT-XXX1.xls | E11 | E56 | E57
Orifice Plates and Flanges | Flow Element - Orifice | {'C18': ' Service:', 'A16': ' 6. Mfr. & Model No.', 'A16': ' 6. Mfr. & Model No.', 'Q1': 'ORIFICE PLATES AND FLANGES '} | Sundrop Fuels | E:\ReCon\Go-Bys - Instrument Datasheets\Commercial\13184065, Gasoline Loading System\FO-104018.xls | Q18 | E16 | E16
PD Flow Meter | Flow Meter Differential Pressure (DP) | {'C11': ' Service', 'C55': ' Manufacturer', 'C56': ' Model Number', 'E1': 'PD FLOW METER'} | Sundrop Fuels | E:\ReCon\Go-Bys - Instrument Datasheets\Commercial\13184065, Gasoline Loading System\FT-104016.xls | E11 | E55 | E56
Pressure Instruments | Pressure Transmitter | {'L10': 'Service:', 'C47': ' Mfr & Model No.', 'I1': 'PRESSURE INSTRUMENTS'} | Sundrop Fuels | E:\ReCon\Go-Bys - Instrument Datasheets\Commercial\13184065, Gasoline Loading System\PT-104025.xls | O10 | E47 | E47
Thermocouples and Thermowells | Temperature Element - Thermocouple | {'AE23': 'Service', 'B11': 'Mfr. & Model No.', 'W1': 'THERMOCOUPLES AND THERMOWELLS'} | Sundrop Fuels | E:\ReCon\Go-Bys - Instrument Datasheets\Commercial\13184065, Gasoline Loading System\TETW001.xlsx | AE25 | G11 | G11
Lift Station Controller | Lift Station Controller | {'C11': ' Service', 'C38': ' Manufacturer', 'C39': ' Model Number', 'E1': 'LIFT STATION CONTROLLER'} | Sasol | E:\ReCon\Go-Bys - Instrument Datasheets\Commercial\15184056, Sasol Temporary Sewers DD\240VAC Large Sump Control Panel Rev A.xlsx | E11 | E38 | E39
Holding Tank Pump Controller | Holding Tank Pump Controller | {'C11': ' Service', 'C38': ' Manufacturer', 'C39': ' Model Number', 'E1': 'HOLDING TANK PUMP CONTROLLER'} | Sasol | E:\ReCon\Go-Bys - Instrument Datasheets\Commercial\15184056, Sasol Temporary Sewers DD\Large Sump Control Panel Holding Tank.xlsx | E11 | E38 | E39
Motor Operated Valves | Control Valve - MOV | {'C11': ' Service', 'C45': ' Manufacturer', 'C46': ' Model Number', 'E1': 'MOTOR OPERATED VALVES'} | Sasol | E:\ReCon\Go-Bys - Instrument Datasheets\Commercial\15184056, Sasol Temporary Sewers DD\MOV Rev A.xlsx | E11 | E45 | E46
Solenoid Valves | Solenoid Valve | {'C11': ' Service', 'C55': ' Manufacturer', 'C56': ' Model Number', 'E1': 'SOLENOID VALVES'} | Sasol | E:\ReCon\Go-Bys - Instrument Datasheets\Commercial\15184056, Sasol Temporary Sewers DD\SOV Rev A.xlsx | E11 | E55 | E56
Pressure Regulator | Pressure Control Valve (Pressure Regulator) | {'B4': 'Service', 'F53': 'Manufacturer', 'H53': 'Model', 'G2': 'PRESSURE REGULATOR'} | Firestone | E:\ReCon\Go-Bys - Instrument Datasheets\Firestone\17053021, VOC Emissions Control – DD\PCV-XXX1.xlsx | G4 | F54 | H54
Pressure Transmitter | Pressure Transmitter | {'B4': 'Service', 'F51': 'Manufacturer', 'I51': 'Model', 'F2': 'PRESSURE TRANSMITTER'} | Firestone | E:\ReCon\Go-Bys - Instrument Datasheets\Firestone\17053021, VOC Emissions Control – DD\PITs.xlsx | F4 | F52 | I52
Actuated Block Valve | Control Valve - On/Off | {'H3': 'Service', 'F53': 'Manufacturer', 'H53': 'Model', 'F2': ' ACTUATED BLOCK VALVE'} | Firestone | E:\ReCon\Go-Bys - Instrument Datasheets\Firestone\17053021, VOC Emissions Control – DD\ZV-05-1790A-1.xls | J3 | F54 | H54
Level Switch | Level Switch | {'G2': 'Service', 'G52': 'Manufacturer', 'G53': 'Model', 'L58': 'INSTRUMENT SPECIFICATION Level Switch'} |  | E:\ReCon\Go-Bys - Instrument Datasheets\Juniper\17271004, Engineering Scope Development\-Goby.xlsx | M2 | M52 | M53
Flowmeter - Coriolis | Flow Meter - Coriolis | {'F2': 'Service', 'F52': 'Manufacturer', 'F53': 'Model', 'K58': 'INSTRUMENT SPECIFICATION Flowmeter - Coriolis'} | Juniper | E:\ReCon\Go-Bys - Instrument Datasheets\Juniper\17271004, Engineering Scope Development\007-FIT-0952.xlsx | L2 | L52 | L53
Pressure Instrument | Pressure Transmitter | {'G2': 'Service', 'G50': 'Manufacturer', 'G51': 'Model', 'L56': 'INSTRUMENT SPECIFICATION Pressure Instrument'} |  | E:\ReCon\Go-Bys - Instrument Datasheets\Juniper\17271004, Engineering Scope Development\014-PIT-0017.xlsx | M2 | M50 | M51
Flow Element - Orifice | Flow Element - Orifice | {'G2': 'Service', 'G52': 'Manufacturer', 'G53': 'Model', 'M58': 'INSTRUMENT SPECIFICATION Orifice Plate'} | Juniper | E:\ReCon\Go-Bys - Instrument Datasheets\Juniper\17271004, Engineering Scope Development\101-FE-1011-Reviewed.xlsx | N2 | N52 | N53
DP Flow Transmitter | Differential Pressure Flow Transmitter (DP) | {'G2': 'Service', 'G52': 'Manufacturer', 'G53': 'Model', 'R58': 'INSTRUMENT SPECIFICATION Flow DP Instrument'} | Juniper | E:\ReCon\Go-Bys - Instrument Datasheets\Juniper\17271004, Engineering Scope Development\101-FIT-1022B - Copy.xlsx | S2 | S52 | S53
Hand Valve | Hand Valve | {'G2': 'Service', 'G36': 'Manufacturer', 'G37': 'Model', 'M49': 'INSTRUMENT SPECIFICATION Solenoid Valve'} | Juniper | E:\ReCon\Go-Bys - Instrument Datasheets\Juniper\17271004, Engineering Scope Development\101-HV-1001.xlsx | N2 | N36 | N37
Pressure Control Valve | Pressure Control Valve (Pressure Regulator) | {'G2': 'Service', 'G52': 'Manufacturer', 'G53': 'Model', 'G38': 'Model', 'L58': 'INSTRUMENT SPECIFICATION Pressure Regulator'} | Juniper | E:\ReCon\Go-Bys - Instrument Datasheets\Juniper\17271004, Engineering Scope Development\101-PCV-1085.xlsx | M2 | M52 | M53
Pressure Gauge | Pressure Gauge | {'G2': 'Service', 'G51': 'Manufacturer', 'G52': 'Model', 'K57': 'INSTRUMENT SPECIFICATION Pressure Gauge'} | Juniper | E:\ReCon\Go-Bys - Instrument Datasheets\Juniper\17271004, Engineering Scope Development\101-PI-1038A (Goby).xlsx | L2 | L51 | L52
Control Valve | Control Valve | {'G2': 'Service', 'G52': 'Manufacturer', 'G53': 'Model', 'Q50': 'Actuator', 'M65': 'INSTRUMENT SPECIFICATION Control Valve, Style 2'} | Juniper | E:\ReCon\Go-Bys - Instrument Datasheets\Juniper\17271004, Engineering Scope Development\101-PV-1080.xlsx | N2 | N52 | N53
Temperature Element and Well | Temperature Element | {'G4': 'Service', 'G50': 'Manufacturer', 'G51': 'Transmitter Model', 'M62': 'INSTRUMENT SPECIFICATION Temperature Sensor & Thermowell'} | Temperature Element and Well | E:\ReCon\Go-Bys - Instrument Datasheets\Juniper\17271004, Engineering Scope Development\101-TE-1025.xlsx | N4 | N50 | N51
Temperature Element | Temperature Element | {'G4': 'Service', 'G50': 'Manufacturer', 'G51': 'Model', 'M56': 'INSTRUMENT SPECIFICATION Miscellaneous Temperature'} | Juniper | E:\ReCon\Go-Bys - Instrument Datasheets\Juniper\17271004, Engineering Scope Development\101-TE-2000.xlsx | N4 | N50 | N51
Temperature Element and Well | Temperature Element | {'G4': 'Service', 'G50': 'Manufacturer', 'G51': 'Model', 'M65': 'INSTRUMENT SPECIFICATION Temperature Sensor Thermowell & Transmitter'} | Juniper | E:\ReCon\Go-Bys - Instrument Datasheets\Juniper\17271004, Engineering Scope Development\101-TE-TW-1035.xlsx | N4 | N50 | N51
Temperature Element and Well | Temperature Element | {'G4': 'Service', 'G50': 'Manufacturer', 'G51': 'Model', 'M62': 'INSTRUMENT SPECIFICATION Temperature Sensor Thermowell & Transmitter'} | Juniper | E:\ReCon\Go-Bys - Instrument Datasheets\Juniper\17271004, Engineering Scope Development\101-TE-TW-1038A.xlsx | N4 | N50 | N51
Orifice Plate | Flow Element - Orifice | {'G2': 'Service', 'G52': 'Manufacturer', 'G53': 'Model', 'M59': 'INSTRUMENT SPECIFICATION Orifice Plate'} | Juniper | E:\ReCon\Go-Bys - Instrument Datasheets\Juniper\17271004, Engineering Scope Development\1015-RECO-315-DAT-(166A)-00.xlsx | N2 | N52 | N53
Guided Wave Radar | Level Transmitter - GWR | {'G2': 'Service', 'G50': 'Manufacturer', 'G51': 'Model (Chamber & Indicator)', 'L56': 'INSTRUMENT SPECIFICATION Guided Wave Radar'} | Guided Wave Radar | E:\ReCon\Go-Bys - Instrument Datasheets\Juniper\17271004, Engineering Scope Development\1015-RECO-315-DAT-00423-00-00A.xlsx | M2 | M50 | M51
Density Transmitter | Density Transmitter | {'I2': 'Service', 'I51': 'Manufacturer', 'I52': 'Model', 'Z62': 'Density Transmitter', 'Z60': 'INSTRUMENT SPECIFICATION'} | Juniper | E:\ReCon\Go-Bys - Instrument Datasheets\Juniper\17271004, Engineering Scope Development\1015-RECO-315-DAT-00746-00-00B.xlsx | AA2 | AA51 | AA52
Rotameter | Flow Meter - Rotameter | {'G2': 'Service', 'G40': 'Manufacturer', 'G41': 'Model', 'L46': 'INSTRUMENT SPECIFICATION Rotameter(variable area)'} | Juniper | E:\ReCon\Go-Bys - Instrument Datasheets\Juniper\17271004, Engineering Scope Development\1015-RECO-315-DAT-00758-00.xlsx | M2 | M40 | M41
Magnetic Level Gauge with Guided Wave Radar | Level Gauge Magnetic | {'G2': 'Service', 'G50': 'Manufacturer', 'G51': 'Model (Chamber & Indicator)', 'G50': 'Manufacturer', 'G37': 'Model Number', 'L56': 'INSTRUMENT SPECIFICATION Magnetic Level Gauge w/ Guided Wave Radar'} | Juniper | E:\ReCon\Go-Bys - Instrument Datasheets\Juniper\17271004, Engineering Scope Development\1015-RECO-315-DAT-00770.xlsx | M2 | M50 | M51
Flowmeter Vortex | Flow Meter - Vortex | {'G2': 'Service', 'G52': 'Manufacturer', 'G53': 'Model', 'O58': 'INSTRUMENT SPECIFICATION Flowmeter Vortex'} | Juniper | E:\ReCon\Go-Bys - Instrument Datasheets\Juniper\17271004, Engineering Scope Development\1015-RECO-315-DAT-00844-00-00A.xlsx | P2 | P52 | P53
Flowmeter - Coriolis | Flow Meter - Coriolis | {'F2': 'Service', 'F52': 'Manufacturer', 'F53': 'Model', 'K75': 'INSTRUMENT SPECIFICATION Flowmeter - Coriolis'} | Flowmeter - Coriolis | E:\ReCon\Go-Bys - Instrument Datasheets\Juniper\17271004, Engineering Scope Development\1015-RECO-315-DAT-01022-00.xlsx | L2 | L52 | L53
Magnetic Level Gauge with Magnetostrictive Transmitter | Level Gauge Magnetic | {'G2': 'Service', 'G50': 'Manufacturer', 'G51': 'Model (Chamber & Indicator)', 'G50': 'Manufacturer', 'G37': 'Model Number', 'L56': 'INSTRUMENT SPECIFICATION Magnetic Level Gauge w/ Magnetostrictive Transmitter'} | Juniper | E:\ReCon\Go-Bys - Instrument Datasheets\Juniper\17271004, Engineering Scope Development\1015-RECO-315-DAT-01071.xlsx | M2 | M50 | M51
Thermometer | Temperature Indicator - Thermometer | {'G2': 'Service', 'G50': 'Manufacturer', 'G51': 'Model', 'K56': 'INSTRUMENT SPECIFICATION Thermometer'} | Juniper | E:\ReCon\Go-Bys - Instrument Datasheets\Juniper\17271004, Engineering Scope Development\1015-RECO-315-DAT-02004-00-00A.xlsx | K2 | K50 | K51
On/Off Valve | Control Valve - On/Off | {'G2': 'Service', 'G50': 'Manufacturer', 'G51': 'Model', 'L66': 'INSTRUMENT SPECIFICATION On/Off Valve'} | Juniper | E:\ReCon\Go-Bys - Instrument Datasheets\Juniper\17271004, Engineering Scope Development\1015-RECO-315-DAT-02005-00-00B.xlsx | M2 | M50 | M51
Temperature Sensor Thermowell and Transmitter | Temperature Element | {'G4': 'Service', 'G50': 'Manufacturer', 'G51': 'Transmitter Model', 'M63': 'INSTRUMENT SPECIFICATION Temperature Sensor Thermowell & Transmitter'} | Juniper | E:\ReCon\Go-Bys - Instrument Datasheets\Juniper\17271004, Engineering Scope Development\1015-RECO-315-DAT-02010-00-00A.xlsx | N4 | N50 | N51
Temperature Sensor Thermowell and Transmitter | Temperature Element | {'G4': 'Service', 'G50': 'Manufacturer', 'G51': 'Transmitter Model', 'M62': 'INSTRUMENT SPECIFICATION Temperature Sensor Thermowell & Transmitter'} | Juniper | E:\ReCon\Go-Bys - Instrument Datasheets\Juniper\17271004, Engineering Scope Development\1015-RECO-315-DAT-02011-00-00A.xlsx | N4 | N50 | N51
Control Valve | Control Valve | {'G2': 'Service', 'G51': 'Manufacturer', 'G52': 'Model', 'M61': 'INSTRUMENT SPECIFICATION Control Valve, Style 2', 'N2': 'Liquid Duratherm Supply Line To US-01-851-E-0001', 'N51': 'NOTE 3', 'N52': 'NOTE 3'} | Juniper | E:\ReCon\Go-Bys - Instrument Datasheets\Juniper\17271004, Engineering Scope Development\1015-RECO-315-DAT-02012-00-00A.xlsx | N2 | N51 | N52
Differential Pressure Gauge | Differential Pressure Gauge (DP) | {'G2': 'Service', 'G51': 'Manufacturer', 'G52': 'Model', 'J57': 'INSTRUMENT SPECIFICATION Differential Pressure Gauge'} | Juniper | E:\ReCon\Go-Bys - Instrument Datasheets\Juniper\17271004, Engineering Scope Development\1015-RECO-315-DAT-02015-00-00B.xlsx | K2 | K51 | K52
Level Differential Pressure Instrument | Differential Pressure Transmitter - Level (DP) | {'G2': 'Service', 'G52': 'Manufacturer', 'G53': 'Model', 'Q58': 'INSTRUMENT SPECIFICATION Level Diff.Pressure Instrument'} | Juniper | E:\ReCon\Go-Bys - Instrument Datasheets\Juniper\17271004, Engineering Scope Development\1015-RECO-315-DAT-02022-00-00A.xlsx | R2 | R52 | R53
Control Valve | Control Valve | {'G2': 'Service', 'G51': 'Manufacturer', 'G52': 'Model', 'M61': 'INSTRUMENT SPECIFICATION Control Valve, Style 2'} | Juniper | E:\ReCon\Go-Bys - Instrument Datasheets\Juniper\17271004, Engineering Scope Development\1015-RECO-315-DAT-02036-00-00A.xlsx | N2 | N51 | N52
Level Gauge | Level Gauge | {'G2': 'Service', 'G51': 'Manufacturer', 'G52': 'Model', 'L57': 'INSTRUMENT SPECIFICATION Level Gauge'} | Juniper | E:\ReCon\Go-Bys - Instrument Datasheets\Juniper\17271004, Engineering Scope Development\1015-RECO-315-DAT-02270-00-00A.xlsx | M2 | M51 | M52
Flowmeter Mass | Flow Meter - Mass | {'G2': 'Service', 'G52': 'Manufacturer', 'G53': 'Model', 'L58': 'INSTRUMENT SPECIFICATION Flowmeter Mass'} | Juniper | E:\ReCon\Go-Bys - Instrument Datasheets\Juniper\17271004, Engineering Scope Development\1015-RECO-315-DAT-02292-00-00A.xlsx | M2 | M52 | M53
Rotameter | Flow Meter - Rotameter | {'G2': 'Service', 'G40': 'Manufacturer', 'G41': 'Model', 'L46': 'INSTRUMENT SPECIFICATION Rotameter'} | Juniper | E:\ReCon\Go-Bys - Instrument Datasheets\Juniper\17271004, Engineering Scope Development\1015-RECO-315-DAT-02377-00-00A.xlsx | M2 | M40 | M41
Guided Wave Radar | Level Transmitter - GWR | {'G2': 'Service', 'G47': 'Manufacturer', 'G48': 'Model', 'K53': 'INSTRUMENT SPECIFICATION LEVEL: GUIDED WAVE RADAR'} | Juniper | E:\ReCon\Go-Bys - Instrument Datasheets\Juniper\17271004, Engineering Scope Development\1015-RECO-315-DAT-02380-00.xlsx | K2 | K47 | K48
Flowmeter Mass | Flow Meter - Mass | {'G2': 'Service', 'G52': 'Manufacturer', 'G53': 'Model', 'M64': 'INSTRUMENT SPECIFICATION Flowmeter Mass'} | Juniper | E:\ReCon\Go-Bys - Instrument Datasheets\Juniper\17271004, Engineering Scope Development\1015-RECO-315-DAT-02383-00-00A.xlsx | M2 | M52 | M53
Control Valve | Control Valve | {'G2': 'Service', 'G52': 'Manufacturer', 'G53': 'Model', 'M63': 'INSTRUMENT SPECIFICATION Control Valve, Style 2'} | Juniper | E:\ReCon\Go-Bys - Instrument Datasheets\Juniper\17271004, Engineering Scope Development\102-TV-1037-REVIEW.xlsx | N2 | N52 | N53
Orifice Plate | Flow Element - Orifice | {'G2': 'Service', 'G52': 'Manufacturer', 'G53': 'Model', 'M66': 'INSTRUMENT SPECIFICATION Orifice Plate'} | Juniper | E:\ReCon\Go-Bys - Instrument Datasheets\Juniper\17271004, Engineering Scope Development\104-RO-0007 - Reviewed.xlsx | N2 | N52 | N53
Temperature Sensor and Thermowell | Temperature Element | {'G4': 'Service', 'G50': 'Manufacturer', 'G51': 'Model', 'M62': 'INSTRUMENT SPECIFICATION Temperature Sensor & Thermowell'} | Juniper | E:\ReCon\Go-Bys - Instrument Datasheets\Juniper\17271004, Engineering Scope Development\105-TE-TW-0039.xlsx | N4 | N50 | N51
Termperature Sensor Thermowell and Transmitter | Temperature Element | {'G4': 'Service', 'G50': 'Manufacturer', 'G51': 'Model', 'M62': 'INSTRUMENT SPECIFICATION Temperature Sensor, Thermowell & Transmitter'} | Juniper | E:\ReCon\Go-Bys - Instrument Datasheets\Juniper\17271004, Engineering Scope Development\105-TIT-TE-TW-0047.xlsx | N4 | N50 | N51
Magnetic Level Gauge with Transmitter | Level Gauge Magnetic | {'G2': 'Service', 'G50': 'Manufacturer', 'G51': 'Model (Chamber & Indicator)', 'L56': 'INSTRUMENT SPECIFICATION Magnetic Level Gauge w/ Guided Wave Radar'} | Magnetic Level Gauge with Transmitter | E:\ReCon\Go-Bys - Instrument Datasheets\Juniper\17271004, Engineering Scope Development\106-LIT-LG-0053A.xlsx | M2 | M50 | M51
Vibrating Level Switch | Level Switch - Vibration | {'G2': 'Service Description', 'G48': 'Manufacturer', 'G49': 'Model ', 'A22': 'PROBE', 'A30': 'AMPLIFIER', 'A35': 'SWITCH', 'A41': 'TRANSMITTER'} | Vibrating Level Switch | E:\ReCon\Go-Bys - Instrument Datasheets\Juniper\17271004, Engineering Scope Development\106-LSL-0077.xls | V2 | V48 | V49
Thermometer | Temperature Indicator - Thermometer | {'G2': 'Service', 'G50': 'Manufacturer', 'G51': 'Model', 'J56': 'INSTRUMENT SPECIFICATION Thermometer'} | RDS | E:\ReCon\Go-Bys - Instrument Datasheets\Juniper\17271004, Engineering Scope Development\106-TI-0052.xlsx | K2 | K50 | K51
Gas Analyzer Datasheet | Analyzer Instrument - Gas Detector | {'A85': 'Service', 'A83': 'Make', 'A84': 'Model No.'} | Shroff | E:\ReCon\Go-Bys - Instrument Datasheets\Juniper\17271004, Engineering Scope Development\1470-JDA-123 - Gas Analyser- Data Sheet (R0)..xlsx | J85 | J83 | J84
Control Valve | Control Valve | {'G2': 'Service', 'G53': 'Manufacturer', 'G54': 'Model', 'M67': 'INSTRUMENT SPECIFICATION Control Valve, Style 2'} | Juniper | E:\ReCon\Go-Bys - Instrument Datasheets\Juniper\17271004, Engineering Scope Development\151-PV-0096.xlsx | N2 | N53 | N54
Sight Flow Indicator | Flow Sight Indicator | {'G2': 'Service', 'G40': 'Manufacturer', 'G41': 'Model', 'L46': 'INSTRUMENT SPECIFICATION Sight Flow Indicator'} | Juniper | E:\ReCon\Go-Bys - Instrument Datasheets\Juniper\17271004, Engineering Scope Development\152-FG-0117.xlsx | M2 | M40 | M41
Pressure Instrument | Pressure Transmitter | {'G2': 'Service', 'G51': 'Manufacturer', 'G52': 'Model', 'M57': 'INSTRUMENT SPECIFICATION Pressure Instrument'} | Juniper | E:\ReCon\Go-Bys - Instrument Datasheets\Juniper\17271004, Engineering Scope Development\152-PIT-0102.xlsx | N2 | N51 | N52
Control Valve | Control Valve | {'G2': 'Service', 'G51': 'Manufacturer', 'G52': 'Model', 'M65': 'INSTRUMENT SPECIFICATION Control Valve, Style 2'} | Juniper | E:\ReCon\Go-Bys - Instrument Datasheets\Juniper\17271004, Engineering Scope Development\153-AV-0134B.xlsx | N2 | N51 | N52
Radar Level Instrument | Level Transmitter - Radar | {'I2': 'Service', 'I47': 'Manufacturer', 'I48': 'Model', 'Z59': 'INSTRUMENT SPECIFICATION', 'Z61': 'Radar Level Transmitter'} | Juniper | E:\ReCon\Go-Bys - Instrument Datasheets\Juniper\17271004, Engineering Scope Development\160-851-LIT-0002 (Supplied by Vendor).xlsx | AA2 | AA47 | AA48
Non-Contact Radar | Level Transmitter - Radar | {'G2': 'Service', 'G41': 'Manufacturer', 'G42': 'Model', 'K50': 'INSTRUMENT SPECIFICATION LEVEL: NON-CONTACT RADAR'} | Juniper | E:\ReCon\Go-Bys - Instrument Datasheets\Juniper\17271004, Engineering Scope Development\160-851-LIT-0002.xlsx | K2 | K41 | K42
Level Non Contacting | Level Transmitter - Radar | {'G2': 'Service', 'G41': 'Manufacturer', 'G42': 'Model', 'K50': 'INSTRUMENT SPECIFICATION LEVEL: NON-CONTACTING'} | Juniper | E:\ReCon\Go-Bys - Instrument Datasheets\Juniper\17271004, Engineering Scope Development\162-863-LIT-0004.xlsx | K2 | K41 | K42
Level Non Contacting | Level Transmitter - Radar | {'G2': 'Service', 'G41': 'Manufacturer', 'G42': 'Model', 'K50': 'INSTRUMENT SPECIFICATION LEVEL: NON-CONTACTING'} | Juniper | E:\ReCon\Go-Bys - Instrument Datasheets\Juniper\17271004, Engineering Scope Development\166-951-LIT-0024B.xlsx | K2 | K41 | K42
Level Non Contacting Radar | Level Transmitter - Radar | {'G2': 'Service', 'G41': 'Manufacturer', 'G42': 'Model', 'K50': 'INSTRUMENT SPECIFICATION LEVEL: NON-CONTACTING RADAR'} | Juniper | E:\ReCon\Go-Bys - Instrument Datasheets\Juniper\17271004, Engineering Scope Development\168-951-LIT-0033A.xlsx | K2 | K41 | K42
Level Non Contacting | Level Transmitter - Radar | {'G2': 'Service', 'G41': 'Manufacturer', 'G42': 'Model', 'K50': 'INSTRUMENT SPECIFICATION LEVEL:NON-CONTACTING'} | Juniper | E:\ReCon\Go-Bys - Instrument Datasheets\Juniper\17271004, Engineering Scope Development\172-951-LIT-0029B.xlsx | K2 | K41 | K42
Density Transmitter | Density Transmitter | {'I2': 'Service', 'I51': 'Manufacturer', 'I52': 'Model', 'Z61': 'Density Transmitter', 'Z59': 'INSTRUMENT SPECIFICATION'} | Juniper | E:\ReCon\Go-Bys - Instrument Datasheets\Juniper\17271004, Engineering Scope Development\704-DIT-0247.xlsx | AA2 | AA51 | AA52
Temperature Sensor Thermowell and Transmitter | Temperature Element | {'G4': 'Service', 'G50': 'Manufacturer', 'G51': 'Model', 'M64': 'INSTRUMENT SPECIFICATION Temperature Sensor Thermowell & Transmitter', 'G25': 'Model'} | Juniper | E:\ReCon\Go-Bys - Instrument Datasheets\Juniper\17271004, Engineering Scope Development\707-TE-TW-1503C.xlsx | N4 | N50 | N51
Differential Pressure | Differential Pressure Transmitter (DP) | {'G2': 'Service', 'G51': 'Manufacturer', 'G52': 'Model', 'K57': 'INSTRUMENT SPECIFICATION Differential Pressure Gauge'} | Juniper | E:\ReCon\Go-Bys - Instrument Datasheets\Juniper\17271004, Engineering Scope Development\902-PDI-0450A.xlsx | K2 | K51 | K52
Control Valve | Control Valve | {'G2': 'Service', 'G51': 'Manufacturer', 'G52': 'Model', 'M63': 'INSTRUMENT SPECIFICATION Control Valve, Style 2'} | Juniper | E:\ReCon\Go-Bys - Instrument Datasheets\Juniper\17271004, Engineering Scope Development\941-LV-0579-review.xlsx | N2 | N51 | N52
Control Valve | Control Valve | {'G2': 'Service', 'G51': 'Manufacturer', 'G52': 'Model', 'M64': 'INSTRUMENT SPECIFICATION Control Valve, Style 2'} | Juniper | E:\ReCon\Go-Bys - Instrument Datasheets\Juniper\17271004, Engineering Scope Development\941-PV-0572-Review.xlsx | N2 | N51 | N52
Miscellaneous Flow | Flow - Miscellaneous | {'L5': 'Service', 'L42': 'Manufacturer', 'L43': 'Model', 'O51': 'Miscellaneous Flow', 'P51': '', 'Q51': '', 'Q49': 'INSTRUMENT SPECIFICATION', 'R49': ''} | ReCon | E:\ReCon\Go-Bys - Instrument Datasheets\Juniper\17271004, Engineering Scope Development\Copy of FG.xls | P5 | P42 | P43
DP Flowmeter with Annubar | Differential Pressure Flow Transmitter w/ Annubar (DP) | {'G2': 'Service', 'G58': 'Manufacturer', 'G59': 'Model', 'J64': 'INSTRUMENT SPECIFICATION DIFFERENTIAL PRESSURE FLOW METER w/ ANNUBAR'} | RDS | E:\ReCon\Go-Bys - Instrument Datasheets\Juniper\17271004, Engineering Scope Development\JGTL Annubar Flow DP Transmitters - GO BY.xlsx | K2 | K58 | K59
Multipoint Assembly | Multipoint Temperature Assembly | {'G2': 'Service', 'G34': 'Manufacturer', 'G35': 'Model', 'M41': 'INSTRUMENT SPECIFICATION Multipoint Assembly'} | RDS | E:\ReCon\Go-Bys - Instrument Datasheets\Juniper\17271004, Engineering Scope Development\JGTL Reactor Multipoint Thermocouple Assemblies - GO BY.xlsx | N2 | N34 | N35
Ultrasonic Level Transmitter | Level Transmitter - Ultrasonic | {'G2': 'Service Description', 'G49': 'Manufacturer', 'G50': 'Model', 'V62': ' INSTRUMENT SPECIFICATION Ultrasonic Level Transmitter'} | Juniper | E:\ReCon\Go-Bys - Instrument Datasheets\Juniper\17271004, Engineering Scope Development\US-01-RECO-315-DAT-00423-00-00A.xls | V2 | V49 | V50
Phone System | Phone System | {'C10': 'Service', 'C16': 'Manufacturer/Platform', 'C33': 'VOIP Phone Manufacturer/Model', 'G1': 'PHONE SYSTEM'} | Energy Transfer | E:\ReCon\Go-Bys - Instrument Datasheets\Lake Charles LNG\16133001, Utility Separation DD\Mitel Phone System - 0.xls | F10 | F16 | F33
Pressure Control Valves Pilots and Regulators | Pressure Control Valve (Pressure Regulator) | {'C11': ' Service', 'C58': ' Manufacturer', 'C59': ' Model No.', 'E1': 'PRESSURE CONTROL VALVES PILOTS AND REGULATORS'} | ISA 1981 | E:\ReCon\Go-Bys - Instrument Datasheets\Lake Charles LNG\16133001, Utility Separation DD\PCV-XXXX.xlsx | E11 | E58 | E59
Flow Computer | Flow Computer | {'C11': 'Service', 'C44': 'Manufacturer', 'C45': 'Model Number ', 'E1': 'FLOW COMPUTER'} | Matheson Tri Gas | E:\ReCon\Go-Bys - Instrument Datasheets\Matheson\14265003, SRA Pump Station DD\FIQ004.xls | F11 | F44 | F45
I&E Spec Check Package Checklist | I&E Spec Check Package Checklist | {'A16': 'ITEM', 'A17': 'Spec Sheets Stamped Check Print w/Date', 'A18': 'Equipment cut sheets (on server)'} | Recon | E:\ReCon\Go-Bys - Instrument Datasheets\Matheson\14265003, SRA Pump Station DD\I&E Spec Check Package Checklist6_18_15.xls
Conductivity & pH Analyzer | Analyzer Instrument - pH Analyzer | {'C11': ' Service', 'C17': ' Manufacturer', 'C18': ' Model Number', 'C28': ' Manufacturer', 'C29': ' Model Number', 'I1': 'Conductivity & pH Analyzer'} | Matheson Tri Gas | E:\ReCon\Go-Bys - Instrument Datasheets\Matheson\14265004, Air Separation Unit Site DD\AIT-1101 - BF.xls | I11 | I17 | I18
Conductivity & pH Analyzer | Analyzer Instrument - pH Analyzer | {'C11': ' Service', 'C17': ' Manufacturer', 'C28': ' Manufacturer', 'C29': ' Model Number', 'I1': 'Conductivity & pH Analyzer', 'C18': ' Sensor Type & Quantity'} | Matheson Tri Gas | E:\ReCon\Go-Bys - Instrument Datasheets\Matheson\14265004, Air Separation Unit Site DD\AIT-1101.xls | I11 | I17
ORP Analyzer | Analyzer Instrument - ORP | {'C11': ' Service', 'C17': ' Manufacturer', 'C18': ' Model Number', 'C28': ' Manufacturer', 'C29': ' Model Number', 'I1': 'ORP Analyzer'} | Matheson Tri Gas | E:\ReCon\Go-Bys - Instrument Datasheets\Matheson\14265004, Air Separation Unit Site DD\AIT-1102 - BF.xls | I11 | I17 | I18
pH / Conductivity Analyzer | Analyzer Instrument - pH / Conductivity | {'C11': ' Service', 'C17': ' Manufacturer / Model #', 'C17': ' Manufacturer / Model #', 'C28': ' Manufacturer', 'C29': ' Model Number', 'I1': 'pH / Conductivity Analyzer'} | Matheson Tri Gas | E:\ReCon\Go-Bys - Instrument Datasheets\Matheson\14265004, Air Separation Unit Site DD\AIT-1102.xls | I11 | I17 | I17
Level Instrument RF Capacitance Type | Level Transmitter - Capacitance | {'C11': ' Service', 'C55': ' Manufacturer', 'C56': ' Model Number', 'I1': 'LEVEL INSTRUMENTS (RF CAPACITANCE TYPE)'} | Matheson Tri Gas | E:\ReCon\Go-Bys - Instrument Datasheets\Matheson\14265004, Air Separation Unit Site DD\LS-1101.xls | I11 | I55 | I56
On/Off Valves | Control Valve - On/Off | {'C10': 'Service', 'C14': 'Manufacturer', 'C15': 'Model No.', 'C27': 'Manufacturer', 'C28': 'Model No.', 'I2': '', 'J2': '', 'G2': 'ON/OFF VALVES', 'H2': ''} | Matheson Tri Gas | E:\ReCon\Go-Bys - Instrument Datasheets\Matheson\14265004, Air Separation Unit Site DD\XV-1105A.xlsx | E10 | E14 | E15
Radio Equipment | Radio Equipment | {'C11': 'Service', 'C44': 'Manufacturer', 'C45': 'Model Number ', 'E1': 'RADIO EQUIPMENT'} | Matheson Tri Gas | E:\ReCon\Go-Bys - Instrument Datasheets\Matheson\17265001, LACC Meter Stations\RadioEquipment.xls | F11 | F44 | F45
Pressure Instruments | Pressure Transmitter | {'I10': 'Service:', 'C47': ' Mfr & Model No.', 'C47': ' Mfr & Model No.', 'I1': 'PRESSURE INSTRUMENTS'} | P66 | E:\ReCon\Go-Bys - Instrument Datasheets\Phillips 66\14018001, C-103 Safety Sys Upgrade DD\PT_NEW-1.xls | M10 | E47 | E47
RTDs and Wells | Temperature Element - RTD | {'C12': 'SERVICE', 'C14': 'MANUFACTURER', 'C31': 'MODEL NO.', 'C44': 'MODEL NO.', 'A23': 'RTD', 'A32': 'THERMOWELL'} | P66 | E:\ReCon\Go-Bys - Instrument Datasheets\Phillips 66\14018001, C-103 Safety Sys Upgrade DD\TE_NEW-1 (LS Disch).xls | D12 | D30 | D31
RTDs and Wells | Temperature Element - RTD | {'C12': 'SERVICE', 'C30': 'MANUFACTURER', 'C31': 'MODEL NO.', 'C42': 'MANUFACTURER', 'C43': 'MODEL NO.', 'A32': 'THERMOWELL', 'A23': 'RTD'} | RTDs and Wells | E:\ReCon\Go-Bys - Instrument Datasheets\Phillips 66\14018001, C-103 Safety Sys Upgrade DD\TE_NEW-3 (HS Disch).xls | D12 | D30 | D31
Flow Meter DP Cell | Flow Meter Differential Pressure (DP) | {'G10': 'Service Description', 'G58': 'Manufacturer', 'G59': 'Model', 'F3': 'FLOW METER, D/P CELL (CODE: 6104)'} | Flow Meter DP Cell | E:\ReCon\Go-Bys - Instrument Datasheets\Phillips 66\16018059, Refinery Sector Rule FEL2\FT-62080.xls | V10 | V58 | V59
Omni Flow Computer | Flow Computer | {'C11': 'Service', 'C51': 'Manufacturer', 'C52': 'Model Number ', 'E1': 'OMNI FLOW COMPUTER'} | P66 | E:\ReCon\Go-Bys - Instrument Datasheets\Phillips 66\17018021, CON75 Pipeline Reactivation - FEL3\FX-63XX1.xls | F11 | F51 | F52
Thermowell | Thermowell | {'J5': 'Service', 'J46': 'Manufacturer', 'J47': 'Model', 'O55': '', 'N55': '', 'M55': 'Thermowell'} | ReCon | E:\ReCon\Go-Bys - Instrument Datasheets\Phillips 66-Conoco\13018021, XA-11001 Upgrade to Incoloy 825\TW-XXXXX.xls | O5 | N46 | N47
Flow Meter Magnetic | Flow Meter Magnetic | {'G10': 'Service Description', 'G52': 'Manufacturer', 'G53': 'Model', 'F3': 'FLOW METER, MAGNETIC (CODE: 6105)'} | P66 | E:\ReCon\Go-Bys - Instrument Datasheets\Phillips66\15018004, Hydroserve Trident Clarification FEL3\FE_FT-78301.xls | V10 | V52 | V53
Flow Meter Mass | Flow Meter - Mass | {'G10': 'Service Description', 'G59': 'Manufacturer', 'G60': 'Model', 'F3': 'FLOW METER, MASS (CODE: 6108)'} | P66 | E:\ReCon\Go-Bys - Instrument Datasheets\Phillips66\15018005, Upgrade Butane Yield Meter DD\6108-Flow Meter Mass_F1T_13127.xls | V10 | V59 | V60
Level Instrument Radar Type | Level Transmitter - Radar | {'C11': 'Service', 'C14': 'Manufacturer ', 'C15': 'Model Number - Antenna', 'F15': 'Transmitter', 'I1': 'LEVEL INSTRUMENTS', 'I2': 'RADAR TYPE'} | Sinclair | E:\ReCon\Go-Bys - Instrument Datasheets\Sinclair\14260003, Asphalt Tank 526 New Piping & Pumps - DD\Tank 526.xls | I11 | I14 | O15
Thermocouple and Thermowells | Temperature Element - Thermocouple | {'AF23': 'Service', 'C11': 'Mfr. & Model No.', 'C11': 'Mfr. & Model No.', 'X1': 'THERMOCOUPLES AND THERMOWELLS'} | Sinclair | E:\ReCon\Go-Bys - Instrument Datasheets\Sinclair\14260019, HCU - NEW DIESEL PUMPS - DD\TE-1429.xls | AF25 | H11 | H11
Motor Operated Valve | Control Valve - MOV | {'C10': 'Service', 'C15': 'Manufacturer', 'C16': 'Model No.', 'I1': '', 'I2': ''} | Sinclair | E:\ReCon\Go-Bys - Instrument Datasheets\Sinclair\15260001, New Sulfur Storage Tank - DD\MOV-1202.xls | E10 | E15 | E16
Heat Tracing GFCI Circuit Breaker | Breaker | {'C10': 'Service', 'C20': 'Manufacturer', 'C21': 'Model', 'G1': 'HEAT TRACING GFCI CIRCUIT BREAKER'} | Westlake Chemical | E:\ReCon\Go-Bys - Instrument Datasheets\WestLake\13067031, ESR 1201-0713 MF704 Compliance\Heat_Tracing_Breaker.xls | E10 | E20 | E21
Industrial Bimetal and Glass Thermometer | Temperature Indicator - Thermometer | {'R35': 'TW Material', 'C22': '*Model No.', 'I3': 'GLASS THERMOMETERS', 'I2': 'INDUSTRIAL BIMETAL AND'} | Westlake Chemical | E:\ReCon\Go-Bys - Instrument Datasheets\WestLake\13067039, New Steam Letdown for HSS Supply PDB\TI-9262.XLS |  | E21 | E22
Pressure Controller | Pressure Controller | {'G9': 'Service Description', 'G51': 'Manufacturer', 'G52': 'Model', 'K2': 'INSTRUMENT SPECIFICATION PRESSURE CONTROLLER '} | Westlake Chemical Corporation | E:\ReCon\Go-Bys - Instrument Datasheets\WestLake\16067007, B100-1 Facilities for Sub-Contractors\PIC-XX1.xls | V9 | V51 | V52
Pressure Transmitter | Pressure Transmitter | {'G9': 'Service Description', 'G44': 'Manufacturer', 'G45': 'Model ', 'L40': 'Manufacturer', 'Q40': 'Model', 'K2': 'INSTRUMENT SPECIFICATION PRESSURE TRANSMITTER'} | Westlake | E:\ReCon\Go-Bys - Instrument Datasheets\WestLake\16067007, B100-1 Facilities for Sub-Contractors\PT-XX1.xls | V9 | V44 | V45
Solenoid Valve | Solenoid Valve | {'G9': 'Service Description', 'G52': 'Manufacturer', 'G53': 'Model', 'K2': 'INSTRUMENT SPECIFICATION SOLENOID VALVE'} | Westlake | E:\ReCon\Go-Bys - Instrument Datasheets\WestLake\16067007, B100-1 Facilities for Sub-Contractors\SV-XX1.xls | V9 | V52 | V53
Gas Sensor / Detector | Analyzer Instrument - Gas Detector | {'C11': 'Location', 'C13': 'Manufacturer', 'C14': 'Sensor Part Number', 'L1': 'GAS SENSOR / DETECTOR'} | Westlake | E:\ReCon\Go-Bys - Instrument Datasheets\WestLake\16067057, Styrene Fire IE Support\AT-1120A.xlsx | L11 | L13 | L14
MCC Feeder Bucket | MCC Feeder Bucket | {'C10': 'Service', 'C19': 'Manufacturer / Model', 'C19': 'Manufacturer / Model', 'C28': 'Manufacturer / Model', 'C28': 'Manufacturer / Model', 'G1': 'MCC FEEDER BUCKET '} | Westlake | E:\ReCon\Go-Bys - Instrument Datasheets\WestLake\17067045, Update 30-9 FEL3\30-9 Allen Bradley 200A MCC Feeder Bucket.xls | E10 | E19 | E19